## Cover
PCDM charging model
Release for 2022/23 charge setting
Model date: | 2020-11-06
Development stage: | Release for charge setting
Model number: | 4
DCUSA text version: | 01 April 2022 Charging Methodologies Pre-Release – October 2020 (Schedules 16, 17, 18, 20 and 29) DCP 361
DCUSA text schedule: | Schedule 29
DISCLAIMER | Neither the authors nor Cambridge Economic Policy Associates/TNEI accept or assume any responsibility or duty of care to any third party.
© All rights reserved by Cambridge Economic Policy Associates Ltd (CEPA) and TNEI Services Ltd (TNEI).
Charging year: | 2022/23
DNO name: | Southern Electric Power Distribution plc
Data version: | Final
Notes: | [enter DNO comments, if any]
Key:
Format | Description
Cell intentionally blank
Value | Hardcoded input
Value | User input
Value | Model output
Value | Calculation
Value | Value from another worksheet
Value | Value used on another worksheet
Value | Issue identified in a check
Text | Label
Text | Annotation
Text | Column heading
Text | Level 1 heading
Text | Level 2 heading
Text | Level 3 and 4 heading
Sheet tab colour | Information sheet
Sheet tab colour | Input sheet
Sheet tab colour | Calculation sheet
Sheet tab colour | Output sheet

## Version control
Version control
Southern Electric Power Distribution plc - Final
PCDM charging model - Release for charge setting v4 - 2022/23
0 issues identified in checks on this sheet
Model version
|  |  | Model date: |  | 2020-11-06
|  |  | Development stage: |  | Release for charge setting
|  |  | Model number: |  | 4
|  |  | DCUSA text version: |  | 01 April 2022 Charging Methodologies Pre-Release – October 2020 (Schedules 16, 17, 18, 20 and 29) DCP 361
|  |  | DCUSA text schedule: |  | Schedule 29
Version log
|  |  | Model date | Development stage | Model number | DCUSA text version | DCUSA text schedule | Author | Description of changes
|  |  | 2018-05-30 | Pre-release | 1 | 2019-20 pre-release plus Expert Panel clarifications | Schedule 29 | CEPA-TNEI | -
|  |  | 2018-07-20 | Pre-release | 2 | DCUSA v10.3 (released 28/06/2018) | Schedule 29 | CEPA-TNEI | References to DCUSA text updated to comply with version 10.3 (released 28/06/2018).
|  |  | 2018-08-29 | Pre-release | 3 | DCUSA v10.3 (released 28/06/2018) + DCP 306 | Schedule 29 | CEPA-TNEI | Updated for DCP 306.
|  |  | 2018-10-16 | Release for charge setting | 3 | 01 April 2020 DCUSA Charging Methodologies Pre-Release (released 09/10/2018) | Schedule 29 | CEPA-TNEI | Updated references to legal text version.
|  |  | 2019-11-08 | Release for charge setting | 4 | Attachment A_01 April 2021 Charging Methodologies Pre-Release_Issued October 2019 (shared 10/10/2019) | Schedule 29 | CEPA-TNEI | Updated references to legal text version.
|  |  | 2020-11-06 | Release for charge setting | 4 | 01 April 2022 Charging Methodologies Pre-Release – October 2020 (Schedules 16, 17, 18, 20 and 29) DCP 361 | Schedule 29 | CEPA-TNEI | Updated references to legal text version. Rounding tolerance added to check on "Expensed" sheet.
Model checks
Issues identified by in-built model checks, by sheet
|  |  | MEAV | number of issues | 0
|  |  | Expenditure | number of issues | 0
|  |  | Expensed | number of issues | 0
|  |  | Capitalised | number of issues | 0
|  |  | Rev allocation | number of issues | 0
|  |  | Direct | number of issues | 0
|  |  | EDCM discounts | number of issues | 0
|  |  | CDCM discounts | number of issues | 0
|  |  | Total | number of issues | 0
Version log lists
Development stages
Working draft
Interim release
Pre-release
Release for charge setting
…
End of sheet

## Model map
Model map
Southern Electric Power Distribution plc - Final
PCDM charging model - Release for charge setting v4 - 2022/23
Map
Model map
End of sheet
Information
Inputs
Cover
Version control
Model map
Fixed inputs
DNO inputs
Calculations
MEAV
Expenditure
Capitalised
Results
CDCM discounts
Rev allocation
Expensed
Output to other models
EDCM discounts
Direct

## Index
Index
Southern Electric Power Distribution plc - Final
PCDM charging model - Release for charge setting v4 - 2022/23
Description
This sheet contains links to each sheet of the model and the main sections within them.
It also contains links to more granular sections within the sheets for inputs, calculations and outputs.
Index of sheets and main sections
The following table provides links to all the sheets within this model and the main sections within them.
|  |  | Sheet | Section
Cover
|  |  | Version control | Model version
Version log
Model checks
Version log lists
|  |  | Model map | Map
|  |  | Fixed inputs | Universal values
Inputs from DCUSA text
|  |  | DNO inputs | Nominated Calculation Agent inputs
Inputs from other charging models
Other DNO-specific inputs
|  |  | MEAV | MEAV
Adjusted MEAV
|  |  | Expenditure | Expenditure allocated based on RRP
Expenditure allocated based on MEAV
Allocation to LV Services
Total expenditure allocated
|  |  | Expensed | Expensed proportions
|  |  | Capitalised | Capitalised proportions
|  |  | Rev allocation | Shares of allowed revenue by network level
Revenue by network level
Units flowing
Revenue per unit
|  |  | Direct | Direct proportions
|  |  | EDCM discounts | Allocation percentages
EDCM user discount components
EDCM user discounts
|  |  | CDCM discounts | CDCM user discounts
|  |  | Output to other models | DCUSA text outputs
Index of inputs, calculation sections and outputs
The following table provides links to each input, calculation and output section. Each has a unique identifier for ease of reference.
|  |  | Sheet | Section
|  |  | Fixed inputs | Input 401-A: Universal values
Input 401-B: EDCM discount cap
Input 401-C: Network length splits for EDCM
Input 401-D: Allocation rules allocation key
Input 401-E: Allocation rules percentage capitalised
Input 401-F: Allocation rules direct cost indicator
Input 401-G: Mapping of MEAV asset categories to network levels
Input 401-H: Extended mapping of MEAV asset categories to network levels
Input 401-I: Units distributed coefficient for the calculation of "U"
Input 401-J: Losses coefficient for the calculation of adjustment factors for units distributed
Input 401-K: Network levels included in the calculation of "S", by user type and network level
Input 401-L: Decimal places for error checks
|  |  | DNO inputs | Input 402-A: LV mains split
Input 402-B: HV split
Input 402-C: CDCM notional asset values
Input 402-D: EDCM notional asset value
Input 402-E: MEAV asset count
Input 402-F: MEAV per unit
Input 402-G: 2007/08 RRP expenditure, by cost category
Input 402-H: 2007/08 RRP expenditure, by network level and cost category
Input 402-I: Adjusted 2007/08 load related new connections & reinforcement (net of contributions)
Input 402-J: Net capex (2005/06 to 2014/15)
Input 402-K: LV services share of LV net capex
Input 402-L: Price control allowed revenue
Input 402-M: 2007/08 total allowed revenue
Input 402-N: 2007/08 net incentive revenue
Input 402-O: Additional DNO revenue
Input 402-P: 2007/08 units distributed, by network level
Input 402-Q: 2007/08 network losses
|  |  | MEAV | Section 401-A: MEAV by asset type
Section 401-B: Mapping of asset types to network levels
Section 401-C: MEAV shares, by asset type and network level
Section 401-D: MEAV shares from extended mapping, by asset type and network level
Section 401-E: EHV reduction ratio
Section 401-F: Adjusted MEAV
|  |  | Expenditure | Section 402-A: Expenditure allocated to cost category based on RRP (without LV split)
Section 402-B: Expenditure allocated to cost category based on RRP (with LV split)
Section 402-C: Expenditure for allocation based on MEAV
Section 402-D: MEAV allocation shares
Section 402-E: Expenditure allocated based on MEAV
Section 402-F: Expenditure allocated to LV Services
Section 402-G: Total expenditure allocated for discounts
|  |  | Expensed | Section 403-A: Total expenditure allocated
Section 403-B: Share expensed
Section 403-C: Value expensed
Section 403-D: Expensed proportions
|  |  | Capitalised | Section 404-A: Net capex (2005/06 to 2014/15)
Section 404-B: Capitalised proportions (EDCM)
Section 404-C: Capitalised proportions (CDCM)
|  |  | Rev allocation | Section 405-A: Breakdown of allowed revenue
Section 405-B: Share of allowed revenue by network level (EDCM)
Section 405-C: Share of allowed revenue by network level (CDCM)
Section 405-D: Revenue to share
Section 405-E: Additional DNO revenue shares
Section 405-F: Revenue allocation
Section 405-G: Revenue allocation
Section 405-H: Revenue per unit
Section 405-I: Shares of revenue per unit
Section 405-J: U
Section 405-K: Extended network level allocation (EDCM only)
|  |  | Direct | Section 406-A: Removal of negative expenditure
Section 406-B: Direct share of positive expenditure
|  |  | EDCM discounts | Section 407-A: Allocation percentages
Section 407-B: S
Section 407-C: P
Section 407-D: P adder
Section 407-E: U
Section 407-F: EDCM user discounts (before cap)
Section 407-G: EDCM user discounts
|  |  | CDCM discounts | Section 408-A: Allocation percentages
Section 408-B: Parameters for splitting allocations at circuits levels
Section 408-C: PCDM user discounts for CDCM
|  |  | Output to other models | Output 401-A: PCDM user discount for CDCM
Output 401-B: PCDM user discount for EDCM
End of sheet

## Fixed inputs
Fixed inputs
Southern Electric Power Distribution plc - Final
PCDM charging model - Release for charge setting v4 - 2022/23
| Click here to return to model map |  |  |  |  | Units | Constant | [5 empty] | Legal text reference
Description
This sheet contains inputs that are universal or set in the DCUSA text.
Universal values
This section contains universal constants used in this model.
Input 401-A: Universal values
|  |  |  | One million |  | scalar | 1000000
Inputs from DCUSA text
This section contains input values drawn from the DCUSA text, which do not vary by DNO.
Input 401-B: EDCM discount cap
A cap on EDCM discounts is explicitly specified in the DCUSA text.
|  |  |  | EDCM discount cap |  | % | 100% | > |  |  |  |  | Paragraph 46
Input 401-C: Network length splits for EDCM
Network length split values, used to share costs between parties at the boundary level, are specified as 100%
in the DCUSA text.
|  |  |  | Network length split for 132kV |  | % | 100% | > |  |  |  |  | Paragraph 46
|  |  |  | Network length split for EHV |  | % | 100% | > |  |  |  |  | Paragraph 46
Input 401-D: Allocation rules allocation key
The Allocation rules table in the DCUSA text currently specifies one of three options to allocate expenditure between
network levels. No allocation option is specified for the first category as its inputs are defined separately.
Please note that the model treats "Deduct from revenue," "Do not allocate" and blank values as the same.
Allocation rules allocation key options (for data validation)
[5 empty] | Option 1 | option | MEAV
[5 empty] | Option 2 | option | Deduct from revenue
[5 empty] | Option 3 | option | Do not allocate
[5 empty] | Option 4 | option | LV Services
|  |  |  | MEAV allocation option name |  | selection | MEAV
|  |  |  | LV Services allocation option name |  | selection | LV Services
|  |  |  | Allocation rules allocation key, by cost category |  |  |  | > |  |  |  |  | Table "Allocation rules"
[5 empty] | Load related new connections & reinforcement (net of contributions) | option
[5 empty] | Non-load new & replacement assets (net of contributions) | option | MEAV
[5 empty] | Non-operational capex | option | MEAV
[5 empty] | Faults | option | MEAV
[5 empty] | Inspections, & Maintenance | option | MEAV
[5 empty] | Tree Cutting | option | MEAV
[5 empty] | Network Policy | option | MEAV
[5 empty] | Network Design & Engineering | option | MEAV
[5 empty] | Project Management | option | MEAV
[5 empty] | Engineering Mgt & Clerical Support | option | MEAV
[5 empty] | Control Centre | option | MEAV
[5 empty] | System Mapping Cartographical | option | MEAV
[5 empty] | Customer Call Centre | option | MEAV
[5 empty] | Stores | option | MEAV
[5 empty] | Vehicles & Transport | option | MEAV
[5 empty] | IT & Telecoms | option | Do not allocate
[5 empty] | Property Mgt | option | Do not allocate
[5 empty] | HR & Non-operational Training | option | MEAV
[5 empty] | Health & Safety & Operational Training | option | MEAV
[5 empty] | Finance & Regulation | option | MEAV
[5 empty] | CEO etc | option | MEAV
[5 empty] | Atypical cash costs | option | Do not allocate
[5 empty] | Pension deficit payments | option | Do not allocate
[5 empty] | Metering | option | Do not allocate
[5 empty] | Excluded services & de minimis | option | Do not allocate
[5 empty] | Relevant distributed generation (less contributions) | option | Do not allocate
[5 empty] | IFI | option | Do not allocate
[5 empty] | Disallowed Related Party Margins | option | Do not allocate
[5 empty] | Statutory Depreciation | option | Do not allocate
[5 empty] | Network Rates | option | Do not allocate
[5 empty] | Transmission Exit Charges | option | Deduct from revenue
[5 empty] | Pension deficit repair payments by related parties | option | Do not allocate
[5 empty] | Non activity costs and reconciling amounts - Ofgem licence fees | option | LV Services | > |  |  |  |  | Paragraph 6 & Paragraph 11A
[5 empty] | Non activity costs and reconciling amounts - Other costs | option | Do not allocate | > |  |  |  |  | Paragraph 6 & Paragraph 11A
Input 401-E: Allocation rules percentage capitalised
The Allocation rules table in the DCUSA text sets out capitalisation rates by expenditure category to calculate estimates
of operating expenditure.
|  |  |  | Allocation rules percentage capitalised, by cost category |  |  |  | > |  |  |  |  | Table "Allocation rules"
[5 empty] | Load related new connections & reinforcement (net of contributions) | % | 100%
[5 empty] | Non-load new & replacement assets (net of contributions) | % | 100%
[5 empty] | Non-operational capex | % | 23.5%
[5 empty] | Faults | % | 23.5%
[5 empty] | Inspections, & Maintenance | % | 23.5%
[5 empty] | Tree Cutting | % | 23.5%
[5 empty] | Network Policy | % | 52.57%
[5 empty] | Network Design & Engineering | % | 52.57%
[5 empty] | Project Management | % | 52.57%
[5 empty] | Engineering Mgt & Clerical Support | % | 52.57%
[5 empty] | Control Centre | % | 52.57%
[5 empty] | System Mapping Cartographical | % | 52.57%
[5 empty] | Customer Call Centre | % | 52.57%
[5 empty] | Stores | % | 52.57%
[5 empty] | Vehicles & Transport | % | 52.57%
[5 empty] | IT & Telecoms | % | 52.57%
[5 empty] | Property Mgt | % | 52.57%
[5 empty] | HR & Non-operational Training | % | 52.57%
[5 empty] | Health & Safety & Operational Training | % | 52.57%
[5 empty] | Finance & Regulation | % | 52.57%
[5 empty] | CEO etc | % | 52.57%
[5 empty] | Atypical cash costs | %
[5 empty] | Pension deficit payments | % | 57.7%
[5 empty] | Metering | %
[5 empty] | Excluded services & de minimis | %
[5 empty] | Relevant distributed generation (less contributions) | %
[5 empty] | IFI | %
[5 empty] | Disallowed Related Party Margins | %
[5 empty] | Statutory Depreciation | %
[5 empty] | Network Rates | %
[5 empty] | Transmission Exit Charges | %
[5 empty] | Pension deficit repair payments by related parties | %
[5 empty] | Non activity costs and reconciling amounts - Ofgem licence fees | %
[5 empty] | Non activity costs and reconciling amounts - Other costs | %
Input 401-F: Allocation rules direct cost indicator
The DCUSA text specifies flags to identify if an expenditure category is "direct." The resulting "direct proportion"
is used to split costs where the LDNO boundary is at a circuits level.
Direct cost indicator options (for data validation)
[5 empty] | Option 1 | flag | 1
[5 empty] | Option 2 | flag
|  |  |  | Direct cost indicator, by cost category |  |  |  | > |  |  |  |  | Table "Allocation rules"
[5 empty] | Load related new connections & reinforcement (net of contributions) | flag | 1
[5 empty] | Non-load new & replacement assets (net of contributions) | flag | 1
[5 empty] | Non-operational capex | flag | 1
[5 empty] | Faults | flag | 1
[5 empty] | Inspections, & Maintenance | flag | 1
[5 empty] | Tree Cutting | flag | 1
[5 empty] | Network Policy | flag
[5 empty] | Network Design & Engineering | flag
[5 empty] | Project Management | flag
[5 empty] | Engineering Mgt & Clerical Support | flag
[5 empty] | Control Centre | flag
[5 empty] | System Mapping Cartographical | flag
[5 empty] | Customer Call Centre | flag
[5 empty] | Stores | flag
[5 empty] | Vehicles & Transport | flag
[5 empty] | IT & Telecoms | flag
[5 empty] | Property Mgt | flag
[5 empty] | HR & Non-operational Training | flag
[5 empty] | Health & Safety & Operational Training | flag
[5 empty] | Finance & Regulation | flag
[5 empty] | CEO etc | flag
[5 empty] | Atypical cash costs | flag | 1
[5 empty] | Pension deficit payments | flag | 1
[5 empty] | Metering | flag | 1
[5 empty] | Excluded services & de minimis | flag | 1
[5 empty] | Relevant distributed generation (less contributions) | flag | 1
[5 empty] | IFI | flag | 1
[5 empty] | Disallowed Related Party Margins | flag | 1
[5 empty] | Statutory Depreciation | flag | 1
[5 empty] | Network Rates | flag | 1
[5 empty] | Transmission Exit Charges | flag | 1
[5 empty] | Pension deficit repair payments by related parties | flag | 1
[5 empty] | Non activity costs and reconciling amounts - Ofgem licence fees | flag |  | > |  |  |  |  | Paragraph 6 & Paragraph 11A
[5 empty] | Non activity costs and reconciling amounts - Other costs | flag | 1 | > |  |  |  |  | Paragraph 6 & Paragraph 11A
Input 401-G: Mapping of MEAV asset categories to network levels
The DCUSA text provides a mapping of 85 MEAV asset categories to one of five network levels.
Network level allocation options (for data validation)
[5 empty] | Option 1 | network level | LV services
[5 empty] | Option 2 | network level | LV mains
[5 empty] | Option 3 | network level | HV/LV
[5 empty] | Option 4 | network level | HV
[5 empty] | Option 5 | network level | EHV and 132kV
|  |  |  | Mapping of MEAV asset categories to network levels |  |  |  | > |  |  |  |  | Table "Mapping of assets to network levels"
[5 empty] | LV mains overhead lines | network level | LV mains
[5 empty] | LV services overhead lines | network level | LV services
[5 empty] | LV overhead support | network level | LV mains
[5 empty] | LV mains underground cable, consac | network level | LV mains
[5 empty] | LV mains underground cable, plastic | network level | LV mains
[5 empty] | LV mains underground cable, paper | network level | LV mains
[5 empty] | LV services underground cable | network level | LV services
[5 empty] | LV pillar, indoors | network level | LV mains
[5 empty] | LV pillar, outdoors | network level | LV mains
[5 empty] | LV board, wall-mounted | network level | LV mains
[5 empty] | LV board, underground | network level | LV mains
[5 empty] | LV fuses, pole-mounted | network level | LV mains
[5 empty] | LV fuses, tower-mounted | network level | LV mains
[5 empty] | 6.6/11kV overhead line, open | network level | HV
[5 empty] | 6.6/11kV overhead line, covered | network level | HV
[5 empty] | 20kV overhead line, open | network level | HV
[5 empty] | 20kV overhead line, covered | network level | HV
[5 empty] | 6.6/11kV overhead support | network level | HV
[5 empty] | 20kV overhead support | network level | HV
[5 empty] | 6.6/11kV underground cable | network level | HV
[5 empty] | 20kV underground cable | network level | HV
[5 empty] | HV submarine cable | network level | HV
[5 empty] | 6.6/11kV circuit breaker pole-mounted | network level | HV
[5 empty] | 6.6/11kV circuit breaker ground-mounted | network level | HV
[5 empty] | 6.6/11kV switch pole-mounted | network level | HV
[5 empty] | 6.6/11kV switch ground-mounted | network level | HV/LV
[5 empty] | 6.6/11kV ring main unit | network level | HV/LV
[5 empty] | 6.6/11kV other switchgear, pole-mounted | network level | HV
[5 empty] | 6.6/11kV other switchgear, ground-mounted | network level | HV
[5 empty] | 20kV circuit breaker, pole-mounted | network level | HV
[5 empty] | 20kV circuit breaker, ground-mounted | network level | HV
[5 empty] | 20kV switch, pole-mounted | network level | HV
[5 empty] | 20kV switch, ground-mounted | network level | HV/LV
[5 empty] | 20kV ring main unit | network level | HV/LV
[5 empty] | 20kV other switchgear, pole-mounted | network level | HV
[5 empty] | 20kV other switchgear, ground-mounted | network level | HV
[5 empty] | 6.6/11kV transformer, pole-mounted | network level | HV/LV
[5 empty] | 6.6/11kV transformer, ground-mounted | network level | HV/LV
[5 empty] | 20kV transformer, pole-mounted | network level | HV/LV
[5 empty] | 20kV transformer, ground-mounted | network level | HV/LV
[5 empty] | 33kV overhead pole line | network level | EHV and 132kV
[5 empty] | 33kV overhead tower line | network level | EHV and 132kV
[5 empty] | 66kV overhead pole line | network level | EHV and 132kV
[5 empty] | 66kV overhead tower line | network level | EHV and 132kV
[5 empty] | 33kV pole | network level | EHV and 132kV
[5 empty] | 33kV tower | network level | EHV and 132kV
[5 empty] | 66kV pole | network level | EHV and 132kV
[5 empty] | 66kV tower | network level | EHV and 132kV
[5 empty] | 33kV underground cable, non-pressurised | network level | EHV and 132kV
[5 empty] | 33kV underground cable, oil | network level | EHV and 132kV
[5 empty] | 33kV underground cable, gas | network level | EHV and 132kV
[5 empty] | 66kV underground cable, non-pressurised | network level | EHV and 132kV
[5 empty] | 66kV underground cable, oil | network level | EHV and 132kV
[5 empty] | 66kV underground cable, gas | network level | EHV and 132kV
[5 empty] | EHV submarine cable | network level | EHV and 132kV
[5 empty] | 33kV circuit breaker, indoors | network level | EHV and 132kV
[5 empty] | 33kV circuit breaker, outdoors | network level | EHV and 132kV
[5 empty] | 33kV switch, ground-mounted | network level | EHV and 132kV
[5 empty] | 33kV switch, pole-mounted | network level | EHV and 132kV
[5 empty] | 33kV ring main unit | network level | EHV and 132kV
[5 empty] | 33kV other switchgear | network level | EHV and 132kV
[5 empty] | 66kV circuit breaker, indoors and outdoors | network level | EHV and 132kV
[5 empty] | 66kV other switchgear | network level | EHV and 132kV
[5 empty] | 33kV transformer, pole-mounted | network level | EHV and 132kV
[5 empty] | 33kV transformer, ground mounted | network level | EHV and 132kV
[5 empty] | 33kV auxiliary transformer | network level | EHV and 132kV
[5 empty] | 66kV transformer | network level | EHV and 132kV
[5 empty] | 66kV auxiliary transformer | network level | EHV and 132kV
[5 empty] | 132kV overhead line pole conductor | network level | EHV and 132kV
[5 empty] | 132kV overhead line tower conductor | network level | EHV and 132kV
[5 empty] | 132kV pole | network level | EHV and 132kV
[5 empty] | 132kV tower | network level | EHV and 132kV
[5 empty] | 132kV tower fittings | network level | EHV and 132kV
[5 empty] | 132kV underground cable, non-pressurised | network level | EHV and 132kV
[5 empty] | 132kV underground cable, oil | network level | EHV and 132kV
[5 empty] | 132kV underground cable, gas | network level | EHV and 132kV
[5 empty] | 132kV submarine cable | network level | EHV and 132kV
[5 empty] | 132kV circuit breaker, indoors and outdoors | network level | EHV and 132kV
[5 empty] | 132kV other switchgear | network level | EHV and 132kV
[5 empty] | 132kV transformer | network level | EHV and 132kV
[5 empty] | 132kV auxiliary transformer | network level | EHV and 132kV
[5 empty] | 132kV/EHV remote terminal unit, pole-mounted | network level | EHV and 132kV
[5 empty] | 132kV/EHV remote terminal unit, ground-mounted | network level | EHV and 132kV
[5 empty] | HV remote terminal unit, pole-mounted | network level | HV
[5 empty] | HV remote terminal unit, ground-mounted | network level | HV
Input 401-H: Extended mapping of MEAV asset categories to network levels
The DCUSA text provides an extended mapping of 85 MEAV asset categories to four EHV network levels for use in
the calculation of EDCM discounts.
Extended network level allocation options (for data validation)
[5 empty] | Option 1 | selection | EHV
[5 empty] | Option 2 | selection | 132kV/EHV
[5 empty] | Option 3 | selection | EHV/HV
[5 empty] | Option 4 | selection | 132kV
[5 empty] | Option 5 | selection | -
|  |  |  | Extended mapping of MEAV asset categories to network levels |  |  |  | > |  |  |  |  | Table "MEAV EDCM mapping"
[5 empty] | LV mains overhead lines | network level | -
[5 empty] | LV services overhead lines | network level | -
[5 empty] | LV overhead support | network level | -
[5 empty] | LV mains underground cable, consac | network level | -
[5 empty] | LV mains underground cable, plastic | network level | -
[5 empty] | LV mains underground cable, paper | network level | -
[5 empty] | LV services underground cable | network level | -
[5 empty] | LV pillar, indoors | network level | -
[5 empty] | LV pillar, outdoors | network level | -
[5 empty] | LV board, wall-mounted | network level | -
[5 empty] | LV board, underground | network level | -
[5 empty] | LV fuses, pole-mounted | network level | -
[5 empty] | LV fuses, tower-mounted | network level | -
[5 empty] | 6.6/11kV overhead line, open | network level | -
[5 empty] | 6.6/11kV overhead line, covered | network level | -
[5 empty] | 20kV overhead line, open | network level | -
[5 empty] | 20kV overhead line, covered | network level | -
[5 empty] | 6.6/11kV overhead support | network level | -
[5 empty] | 20kV overhead support | network level | -
[5 empty] | 6.6/11kV underground cable | network level | -
[5 empty] | 20kV underground cable | network level | -
[5 empty] | HV submarine cable | network level | -
[5 empty] | 6.6/11kV circuit breaker pole-mounted | network level | EHV/HV
[5 empty] | 6.6/11kV circuit breaker ground-mounted | network level | EHV/HV
[5 empty] | 6.6/11kV switch pole-mounted | network level | -
[5 empty] | 6.6/11kV switch ground-mounted | network level | -
[5 empty] | 6.6/11kV ring main unit | network level | -
[5 empty] | 6.6/11kV other switchgear, pole-mounted | network level | -
[5 empty] | 6.6/11kV other switchgear, ground-mounted | network level | -
[5 empty] | 20kV circuit breaker, pole-mounted | network level | EHV/HV
[5 empty] | 20kV circuit breaker, ground-mounted | network level | EHV/HV
[5 empty] | 20kV switch, pole-mounted | network level | -
[5 empty] | 20kV switch, ground-mounted | network level | -
[5 empty] | 20kV ring main unit | network level | -
[5 empty] | 20kV other switchgear, pole-mounted | network level | -
[5 empty] | 20kV other switchgear, ground-mounted | network level | -
[5 empty] | 6.6/11kV transformer, pole-mounted | network level | -
[5 empty] | 6.6/11kV transformer, ground-mounted | network level | -
[5 empty] | 20kV transformer, pole-mounted | network level | -
[5 empty] | 20kV transformer, ground-mounted | network level | -
[5 empty] | 33kV overhead pole line | network level | EHV
[5 empty] | 33kV overhead tower line | network level | EHV
[5 empty] | 66kV overhead pole line | network level | EHV
[5 empty] | 66kV overhead tower line | network level | EHV
[5 empty] | 33kV pole | network level | EHV
[5 empty] | 33kV tower | network level | EHV
[5 empty] | 66kV pole | network level | EHV
[5 empty] | 66kV tower | network level | EHV
[5 empty] | 33kV underground cable, non-pressurised | network level | EHV
[5 empty] | 33kV underground cable, oil | network level | EHV
[5 empty] | 33kV underground cable, gas | network level | EHV
[5 empty] | 66kV underground cable, non-pressurised | network level | EHV
[5 empty] | 66kV underground cable, oil | network level | EHV
[5 empty] | 66kV underground cable, gas | network level | EHV
[5 empty] | EHV submarine cable | network level | EHV
[5 empty] | 33kV circuit breaker, indoors | network level | 132kV/EHV
[5 empty] | 33kV circuit breaker, outdoors | network level | 132kV/EHV
[5 empty] | 33kV switch, ground-mounted | network level | 132kV/EHV
[5 empty] | 33kV switch, pole-mounted | network level | 132kV/EHV
[5 empty] | 33kV ring main unit | network level | 132kV/EHV
[5 empty] | 33kV other switchgear | network level | EHV/HV
[5 empty] | 66kV circuit breaker, indoors and outdoors | network level | 132kV/EHV
[5 empty] | 66kV other switchgear | network level | EHV/HV
[5 empty] | 33kV transformer, pole-mounted | network level | EHV/HV
[5 empty] | 33kV transformer, ground mounted | network level | EHV/HV
[5 empty] | 33kV auxiliary transformer | network level | EHV/HV
[5 empty] | 66kV transformer | network level | EHV/HV
[5 empty] | 66kV auxiliary transformer | network level | EHV/HV
[5 empty] | 132kV overhead line pole conductor | network level | 132kV
[5 empty] | 132kV overhead line tower conductor | network level | 132kV
[5 empty] | 132kV pole | network level | 132kV
[5 empty] | 132kV tower | network level | 132kV
[5 empty] | 132kV tower fittings | network level | 132kV
[5 empty] | 132kV underground cable, non-pressurised | network level | 132kV
[5 empty] | 132kV underground cable, oil | network level | 132kV
[5 empty] | 132kV underground cable, gas | network level | 132kV
[5 empty] | 132kV submarine cable | network level | 132kV
[5 empty] | 132kV circuit breaker, indoors and outdoors | network level | 132kV
[5 empty] | 132kV other switchgear | network level | 132kV
[5 empty] | 132kV transformer | network level | 132kV/EHV
[5 empty] | 132kV auxiliary transformer | network level | 132kV/EHV
[5 empty] | 132kV/EHV remote terminal unit, pole-mounted | network level | EHV/HV
[5 empty] | 132kV/EHV remote terminal unit, ground-mounted | network level | EHV/HV
[5 empty] | HV remote terminal unit, pole-mounted | network level | -
[5 empty] | HV remote terminal unit, ground-mounted | network level | -
Input 401-I: Units distributed coefficient for the calculation of "U"
The DCUSA text specifies coefficients to calculate a variable named "U" as part of the calculation of units flowing.
|  |  |  | Units distributed coefficient for the calculation of "U", by network level |  |  |  | > |  |  |  |  | Paragraph 26
[5 empty] | EHV and 132kV | scalar | 0.25
[5 empty] | HV | scalar | 0.5
[5 empty] | LV | scalar | 1
Input 401-J: Losses coefficient for the calculation of adjustment factors for units distributed
The DCUSA text specifies losses coefficients for the calculation of units flowing.
|  |  |  | Losses coefficient for the calculation of adjustment factors for units distributed, by network level |  |  |  | > |  |  |  |  | Paragraph 26
[5 empty] | EHV and 132kV | scalar | 0.25
[5 empty] | HV | scalar | 0.5
[5 empty] | LV | scalar
Input 401-K: Network levels included in the calculation of "S", by user type and network level
This table sets out flags to explicitly show what network levels are assumed to be included in all-the-way tariffs for
different users.
|  |  |  | Network levels included in the calculation of "S", by user type and network level |  |  |  | > | LV demand | LV substation demand or LV generation | HV demand or LV substation generation | HV generation | Paragraph 46
[5 empty] | 132kV | flag |  |  | 1 | 1 | 1 | 1
[5 empty] | 132kV/EHV | flag |  |  | 1 | 1 | 1 | 1
[5 empty] | EHV | flag |  |  | 1 | 1 | 1 | 1
[5 empty] | EHV/HV | flag |  |  | 1 | 1 | 1 | 1
[5 empty] | HV | flag |  |  | 1 | 1 | 1
[5 empty] | HV/LV | flag |  |  | 1 | 1
[5 empty] | LV | flag |  |  | 1
Input 401-L: Decimal places for error checks
|  |  |  | Decimals of precision for error checks |  | integer | 3
End of sheet

## DNO inputs
DNO inputs
Southern Electric Power Distribution plc - Final
PCDM charging model - Release for charge setting v4 - 2022/23
| Click here to return to model map |  |  |  |  | Units | Constant | [5 empty] | Legal text reference
Description
This sheet contains inputs specific to each DNO or updated each year.
Nominated Calculation Agent inputs
This section contains inputs provided by the Nominated Calculation Agent each year.
Input 402-A: LV mains split
A LV mains split value should be provided by the Nominated Calculation Agent each year. This value may vary by DNO.
|  |  |  | LV mains split |  | % | 14.92% | > |  |  |  |  | Paragraphs 33, 34 & 35
Input 402-B: HV split
A HV split value should be provided by the Nominated Calculation Agent each year. This value should be the
same for all DNOs.
|  |  |  | HV split |  | % | 88.85% | > |  |  |  |  | Paragraphs 36 & 37
Inputs from other charging models
This section contains input values from the DNO's CDCM and EDCM models.
Input 402-C: CDCM notional asset values
Notional asset values should be imported each year from the latest CDCM model.
The CDCM output reference is Output 102-A.
|  |  |  | CDCM notional EHV asset values |  |  |  | > |  |  |  |  | Paragraphs 4 (f) & 8
[5 empty] | 132kV | £ | 1021860554.2589
[5 empty] | 132kV/EHV | £ | 264339350.3625
[5 empty] | EHV | £ | 752376388.5113
[5 empty] | EHV/HV | £ | 628706487.7477
[5 empty] | 132kV/HV | £ | 0
Input 402-D: EDCM notional asset value
This notional asset value should be imported each year from the latest EDCM model.
The output reference for the EDCM (LRIC) model is Output 207-B; it is Output 307-B for the EDCM (FCP) model.
|  |  |  | EDCM notional asset value, total |  | £ | 486008262.6073 | > |  |  |  |  | Paragraph 4 (e)
Other DNO-specific inputs
This section contains other DNO-specific inputs.
Input 402-E: MEAV asset count
The DNO provides asset counts for each of the following 85 asset types. Where noted in the label, values
are provided as km rather than asset counts.
|  |  |  | MEAV asset count (km if noted), by asset type |  |  |  | > |  |  |  |  | Paragraph 7
[5 empty] | LV main overhead line km | units | 8193
[5 empty] | LV service overhead | units | 287818
[5 empty] | LV overhead support | units | 216917
[5 empty] | LV main underground consac km | units | 5049
[5 empty] | LV main underground plastic km | units | 5499
[5 empty] | LV main underground paper km | units | 18486
[5 empty] | LV service underground | units | 2637830
[5 empty] | LV pillar indoors | units | 0
[5 empty] | LV pillar outdoors | units | 30843
[5 empty] | LV board wall-mounted | units | 0
[5 empty] | LV board underground | units | 32013
[5 empty] | LV fuse pole-mounted | units | 29588
[5 empty] | LV fuse tower-mounted | units | 0
[5 empty] | 6.6/11kV overhead open km | units | 9616
[5 empty] | 6.6/11kV overhead covered km | units | 3395
[5 empty] | 20kV overhead open km | units | 0
[5 empty] | 20kV overhead covered km | units | 0
[5 empty] | 6.6/11kV overhead support | units | 152816
[5 empty] | 20kV overhead support | units | 0
[5 empty] | 6.6/11kV underground km | units | 16373
[5 empty] | 20kV underground km | units | 0
[5 empty] | HV submarine km | units | 1
[5 empty] | 6.6/11kV breaker pole-mounted | units | 3531
[5 empty] | 6.6/11kV breaker ground-mounted | units | 6614
[5 empty] | 6.6/11kV switch pole-mounted | units | 0
[5 empty] | 6.6/11kV switch ground-mounted | units | 30984
[5 empty] | 6.6/11kV ring main unit | units | 15433
[5 empty] | 6.6/11kV other switchgear pole-mounted | units | 10521
[5 empty] | 6.6/11kV other switchgear ground-mounted | units | 0
[5 empty] | 20kV breaker pole-mounted | units | 0
[5 empty] | 20kV breaker ground-mounted | units | 0
[5 empty] | 20kV switch pole-mounted | units | 0
[5 empty] | 20kV switch ground-mounted | units | 0
[5 empty] | 20kV ring main unit | units | 0
[5 empty] | 20kV other switchgear pole-mounted | units | 0
[5 empty] | 20kV other switchgear ground-mounted | units | 0
[5 empty] | 6.6/11kV transformer pole-mounted | units | 26787
[5 empty] | 6.6/11kV transformer ground-mounted | units | 30843
[5 empty] | 20kV transformer pole-mounted | units | 0
[5 empty] | 20kV transformer ground-mounted | units | 0
[5 empty] | 33kV overhead pole line km | units | 3105
[5 empty] | 33kV overhead tower line km | units | 356
[5 empty] | 66kV overhead pole line km | units | 6
[5 empty] | 66kV overhead tower line km | units | 0
[5 empty] | 33kV pole | units | 30974
[5 empty] | 33kV tower | units | 3550
[5 empty] | 66kV pole | units | 60
[5 empty] | 66kV tower | units | 0
[5 empty] | 33kV underground non-pressurised km | units | 1630
[5 empty] | 33kV underground oil km | units | 646
[5 empty] | 33kV underground gas km | units | 0
[5 empty] | 66kV underground non-pressurised km | units | 76
[5 empty] | 66kV underground oil km | units | 62
[5 empty] | 66kV underground gas km | units | 51
[5 empty] | EHV submarine km | units | 14
[5 empty] | 33kV breaker indoors | units | 245
[5 empty] | 33kV breaker outdoors | units | 1380
[5 empty] | 33kV switch ground-mounted | units | 0
[5 empty] | 33kV switch pole-mounted | units | 0
[5 empty] | 33kV ring main unit | units | 0
[5 empty] | 33kV other switchgear | units | 4146
[5 empty] | 66kV breaker | units | 63
[5 empty] | 66kV other switchgear | units | 480
[5 empty] | 33kV transformer pole-mounted | units | 24
[5 empty] | 33kV transformer ground-mounted | units | 916
[5 empty] | 33kV auxiliary transformer | units | 18
[5 empty] | 66kV transformer | units | 47
[5 empty] | 66kV auxiliary transformer | units | 4
[5 empty] | 132kV overhead pole conductor km | units | 191
[5 empty] | 132kV overhead tower conductor km | units | 1726
[5 empty] | 132kV pole | units | 1337
[5 empty] | 132kV tower | units | 4203
[5 empty] | 132kV tower fittings | units | 8360
[5 empty] | 132kV underground non-pressurised km | units | 187
[5 empty] | 132kV underground oil km | units | 287
[5 empty] | 132kV underground gas km | units | 4
[5 empty] | 132kV submarine km | units | 12
[5 empty] | 132kV breaker | units | 299
[5 empty] | 132kV other switchgear | units | 2423
[5 empty] | 132kV transformer | units | 204
[5 empty] | 132kV auxiliary transformer | units | 0
[5 empty] | 132kV/EHV remote terminal unit pole-mounted | units | 0
[5 empty] | 132kV/EHV remote terminal unit ground-mounted | units | 545
[5 empty] | HV remote terminal unit pole-mounted | units | 2520
[5 empty] | HV remote terminal unit ground-mounted | units | 1914
Input 402-F: MEAV per unit
The DNO provides per unit modern equivalent asset values (MEAV) for each of the following 85 asset types.
|  |  |  | MEAV per unit, by asset type |  |  |  | > |  |  |  |  | Paragraphs 4 (d) & 5 (d)
[5 empty] | LV main overhead line km | £ per unit | 24517.8885
[5 empty] | LV service overhead | £ per unit | 692.061
[5 empty] | LV overhead support | £ per unit | 2393.6786
[5 empty] | LV main underground consac km | £ per unit | 155445.8514
[5 empty] | LV main underground plastic km | £ per unit | 155445.8514
[5 empty] | LV main underground paper km | £ per unit | 155445.8514
[5 empty] | LV service underground | £ per unit | 2084.0663
[5 empty] | LV pillar indoors | £ per unit | 0
[5 empty] | LV pillar outdoors | £ per unit | 13367.0821
[5 empty] | LV board wall-mounted | £ per unit | 0
[5 empty] | LV board underground | £ per unit | 7428.4808
[5 empty] | LV fuse pole-mounted | £ per unit | 60.4626
[5 empty] | LV fuse tower-mounted | £ per unit | 0
[5 empty] | 6.6/11kV overhead open km | £ per unit | 34331.238
[5 empty] | 6.6/11kV overhead covered km | £ per unit | 54027.6116
[5 empty] | 20kV overhead open km | £ per unit | 0
[5 empty] | 20kV overhead covered km | £ per unit | 0
[5 empty] | 6.6/11kV overhead support | £ per unit | 3423.2579
[5 empty] | 20kV overhead support | £ per unit | 0
[5 empty] | 6.6/11kV underground km | £ per unit | 176314.5614
[5 empty] | 20kV underground km | £ per unit | 0
[5 empty] | HV submarine km | £ per unit | 0
[5 empty] | 6.6/11kV breaker pole-mounted | £ per unit | 14430.3638
[5 empty] | 6.6/11kV breaker ground-mounted | £ per unit | 50610.4744
[5 empty] | 6.6/11kV switch pole-mounted | £ per unit | 0
[5 empty] | 6.6/11kV switch ground-mounted | £ per unit | 11409.6764
[5 empty] | 6.6/11kV ring main unit | £ per unit | 21315.0431
[5 empty] | 6.6/11kV other switchgear pole-mounted | £ per unit | 2339.6079
[5 empty] | 6.6/11kV other switchgear ground-mounted | £ per unit | 0
[5 empty] | 20kV breaker pole-mounted | £ per unit | 0
[5 empty] | 20kV breaker ground-mounted | £ per unit | 0
[5 empty] | 20kV switch pole-mounted | £ per unit | 0
[5 empty] | 20kV switch ground-mounted | £ per unit | 0
[5 empty] | 20kV ring main unit | £ per unit | 0
[5 empty] | 20kV other switchgear pole-mounted | £ per unit | 0
[5 empty] | 20kV other switchgear ground-mounted | £ per unit | 0
[5 empty] | 6.6/11kV transformer pole-mounted | £ per unit | 5884.0905
[5 empty] | 6.6/11kV transformer ground-mounted | £ per unit | 20138.9536
[5 empty] | 20kV transformer pole-mounted | £ per unit | 0
[5 empty] | 20kV transformer ground-mounted | £ per unit | 0
[5 empty] | 33kV overhead pole line km | £ per unit | 41871.7337
[5 empty] | 33kV overhead tower line km | £ per unit | 59999.5338
[5 empty] | 66kV overhead pole line km | £ per unit | 0
[5 empty] | 66kV overhead tower line km | £ per unit | 0
[5 empty] | 33kV pole | £ per unit | 0
[5 empty] | 33kV tower | £ per unit | 0
[5 empty] | 66kV pole | £ per unit | 0
[5 empty] | 66kV tower | £ per unit | 0
[5 empty] | 33kV underground non-pressurised km | £ per unit | 368089.9507
[5 empty] | 33kV underground oil km | £ per unit | 368089.9507
[5 empty] | 33kV underground gas km | £ per unit | 0
[5 empty] | 66kV underground non-pressurised km | £ per unit | 744721.9239
[5 empty] | 66kV underground oil km | £ per unit | 744721.9239
[5 empty] | 66kV underground gas km | £ per unit | 744721.9239
[5 empty] | EHV submarine km | £ per unit | 663791.6727
[5 empty] | 33kV breaker indoors | £ per unit | 96487.2265
[5 empty] | 33kV breaker outdoors | £ per unit | 105358.6217
[5 empty] | 33kV switch ground-mounted | £ per unit | 0
[5 empty] | 33kV switch pole-mounted | £ per unit | 0
[5 empty] | 33kV ring main unit | £ per unit | 0
[5 empty] | 33kV other switchgear | £ per unit | 9479.626
[5 empty] | 66kV breaker | £ per unit | 474635.3054
[5 empty] | 66kV other switchgear | £ per unit | 10332.4099
[5 empty] | 33kV transformer pole-mounted | £ per unit | 3975.7289
[5 empty] | 33kV transformer ground-mounted | £ per unit | 463698.9868
[5 empty] | 33kV auxiliary transformer | £ per unit | 18993.1045
[5 empty] | 66kV transformer | £ per unit | 712723.3475
[5 empty] | 66kV auxiliary transformer | £ per unit | 18993.1045
[5 empty] | 132kV overhead pole conductor km | £ per unit | 74186.7419
[5 empty] | 132kV overhead tower conductor km | £ per unit | 68807.3515
[5 empty] | 132kV pole | £ per unit | 6509.5547
[5 empty] | 132kV tower | £ per unit | 130471.5881
[5 empty] | 132kV tower fittings | £ per unit | 3369.2293
[5 empty] | 132kV underground non-pressurised km | £ per unit | 1270756.5924
[5 empty] | 132kV underground oil km | £ per unit | 1270756.5924
[5 empty] | 132kV underground gas km | £ per unit | 1270756.5924
[5 empty] | 132kV submarine km | £ per unit | 1117964.9224
[5 empty] | 132kV breaker | £ per unit | 1208327.4353
[5 empty] | 132kV other switchgear | £ per unit | 20961.8423
[5 empty] | 132kV transformer | £ per unit | 1390670.6845
[5 empty] | 132kV auxiliary transformer | £ per unit | 0
[5 empty] | 132kV/EHV remote terminal unit pole-mounted | £ per unit | 0
[5 empty] | 132kV/EHV remote terminal unit ground-mounted | £ per unit | 11305.4193
[5 empty] | HV remote terminal unit pole-mounted | £ per unit | 11305.4193
[5 empty] | HV remote terminal unit ground-mounted | £ per unit | 11305.4193
Input 402-G: 2007/08 RRP expenditure, by cost category
The DNO provides expenditure values for the following 33 cost categories using 2007/08 regulatory reporting
pack (RRP) data.
|  |  |  | 2007/08 RRP expenditure, by cost category |  |  |  | > |  |  |  |  | Paragraphs 4 (a) & 5 (a)
[5 empty] | Load related new connections & reinforcement (net of contributions) | £ per year | 35500000
[5 empty] | Non-load new & replacement assets (net of contributions) | £ per year | 51900000
[5 empty] | Non-operational capex | £ per year | 7700000
[5 empty] | Faults | £ per year | 22600000
[5 empty] | Inspections, & Maintenance | £ per year | 13500000
[5 empty] | Tree Cutting | £ per year | 6900000
[5 empty] | Network Policy | £ per year | 200000
[5 empty] | Network Design & Engineering | £ per year | 3000000
[5 empty] | Project Management | £ per year | 6800000
[5 empty] | Engineering Mgt & Clerical Support | £ per year | 19700000
[5 empty] | Control Centre | £ per year | 2600000
[5 empty] | System Mapping - Cartographical | £ per year | 900000
[5 empty] | Customer Call Centre | £ per year | 2500000
[5 empty] | Stores | £ per year | 1500000
[5 empty] | Vehicles & Transport | £ per year | 11900000
[5 empty] | IT & Telecoms | £ per year | 8300000
[5 empty] | Property Mgt | £ per year | 3600000
[5 empty] | HR & Non-operational Training | £ per year | 3200000
[5 empty] | Health & Safety & Operational Training | £ per year | 1800000
[5 empty] | Finance & Regulation | £ per year | 9200000
[5 empty] | CEO etc | £ per year | 2300000
[5 empty] | Atypical cash costs | £ per year | 3000000
[5 empty] | Pension deficit payments | £ per year | 27000000
[5 empty] | Metering | £ per year | 13100000
[5 empty] | Excluded services & de minimis | £ per year | 26900000
[5 empty] | Relevant distributed generation (less contributions) | £ per year | -100000
[5 empty] | IFI | £ per year | 1000000
[5 empty] | Disallowed Related Party Margins | £ per year | 3900000
[5 empty] | Statutory Depreciation | £ per year | 67900000
[5 empty] | Network Rates | £ per year | 37800000
[5 empty] | Transmission Exit Charges | £ per year | 9800000
[5 empty] | Pension deficit repair payments by related parties | £ per year | -27000000
[5 empty] | Non activity costs and reconciling amounts - Ofgem licence fees | £ per year | 1300000
[5 empty] | Non activity costs and reconciling amounts - Other costs | £ per year | 41600000
Input 402-H: 2007/08 RRP expenditure, by network level and cost category
The DNO provides expenditure values split by network level for the following 33 cost categories using
2007/08 RRP data.
|  |  |  | 2007/08 RRP expenditure, by network level and cost category |  |  |  | > | LV | HV/LV | HV | EHV and 132kV | Paragraphs 4 (a), 5 (a) & 6
[5 empty] | Load related new connections & reinforcement (net of contributions) | £ per year
[5 empty] | Non-load new & replacement assets (net of contributions) | £ per year |  |  | 20000000 | 7800000 | 10800000 | 13300000
[5 empty] | Non-operational capex | £ per year |  |  | 0 | 0 | 0 | 0
[5 empty] | Faults | £ per year |  |  | 13000000 | 500000 | 6100000 | 900000
[5 empty] | Inspections, & Maintenance | £ per year |  |  | 3300000 | 3400000 | 900000 | 4800000
[5 empty] | Tree Cutting | £ per year |  |  | 2800000 | 0 | 2900000 | 1200000
[5 empty] | Network Policy | £ per year |  |  | 0 | 0 | 0 | 0
[5 empty] | Network Design & Engineering | £ per year |  |  | 0 | 0 | 0 | 0
[5 empty] | Project Management | £ per year |  |  | 0 | 0 | 0 | 0
[5 empty] | Engineering Mgt & Clerical Support | £ per year |  |  | 0 | 0 | 0 | 0
[5 empty] | Control Centre | £ per year |  |  | 0 | 0 | 0 | 0
[5 empty] | System Mapping - Cartographical | £ per year |  |  | 0 | 0 | 0 | 0
[5 empty] | Customer Call Centre | £ per year |  |  | 0 | 0 | 0 | 0
[5 empty] | Stores | £ per year |  |  | 0 | 0 | 0 | 0
[5 empty] | Vehicles & Transport | £ per year |  |  | 0 | 0 | 0 | 0
[5 empty] | IT & Telecoms | £ per year |  |  | 0 | 0 | 0 | 0
[5 empty] | Property Mgt | £ per year |  |  | 0 | 0 | 0 | 0
[5 empty] | HR & Non-operational Training | £ per year |  |  | 0 | 0 | 0 | 0
[5 empty] | Health & Safety & Operational Training | £ per year |  |  | 0 | 0 | 0 | 0
[5 empty] | Finance & Regulation | £ per year |  |  | 0 | 0 | 0 | 0
[5 empty] | CEO etc | £ per year |  |  | 0 | 0 | 0 | 0
[5 empty] | Atypical cash costs | £ per year |  |  | 0 | 0 | 0 | 0
[5 empty] | Pension deficit payments | £ per year |  |  | 0 | 0 | 0 | 0
[5 empty] | Metering | £ per year |  |  | 0 | 0 | 0 | 0
[5 empty] | Excluded services & de minimis | £ per year |  |  | 0 | 0 | 0 | 0
[5 empty] | Relevant distributed generation (less contributions) | £ per year |  |  | 0 | 0 | 0 | 0
[5 empty] | IFI | £ per year |  |  | 0 | 0 | 0 | 0
[5 empty] | Disallowed Related Party Margins | £ per year |  |  | 0 | 0 | 0 | 0
[5 empty] | Statutory Depreciation | £ per year |  |  | 0 | 0 | 0 | 0
[5 empty] | Network Rates | £ per year |  |  | 0 | 0 | 0 | 0
[5 empty] | Transmission Exit Charges | £ per year |  |  | 0 | 0 | 0 | 0
[5 empty] | Pension deficit repair payments by related parties | £ per year |  |  | 0 | 0 | 0 | 0
[5 empty] | Non activity costs and reconciling amounts - Ofgem licence fees | £ per year |  |  | 0 | 0 | 0 | 0
[5 empty] | Non activity costs and reconciling amounts - Other costs | £ per year |  |  | 0 | 0 | 0 | 0
Input 402-I: Adjusted 2007/08 load related new connections & reinforcement (net of contributions)
The DNO provides values for the following four network levels based on the 2007/08 RRP and ten-year averages
of forecast business plan questionnaire (FBPQ) data.
|  |  |  | Adjusted 2007/08 load related new connections & reinforcement (net of contributions), by network level |  |  |  | > |  |  |  |  | Paragraphs 4 (a), 4 (c), 5 (a), 5 (b) and 9
[5 empty] | LV | £ per year | 4840000
[5 empty] | HV/LV | £ per year | 0
[5 empty] | HV | £ per year | 17380000
[5 empty] | EHV and 132kV | £ per year | 37080000
Input 402-J: Net capex (2005/06 to 2014/15)
The DNO provides ten-year net capex values for the following five network levels, including adjustments
specified in the DCUSA text.
|  |  |  | Net capex (2005/06 to 2014/15), by network level |  |  |  | > |  |  |  |  | Paragraphs 4 (c), 5 (c), 13, 14, 16, 17, 18
[5 empty] | LV | £ | 230600000
[5 empty] | LV/HV | £ | 64811428.5714
[5 empty] | HV | £ | 287988571.4286
[5 empty] | EHV | £ | 277600000
[5 empty] | 132kV | £ | 199272195.122
Input 402-K: LV services share of LV net capex
The DNO provides the ratio of net capital expenditure on total condition based replacement costs for LV mains to
the sum of LV mains and LV services.
|  |  |  | LV services share of LV net capex |  | % | 10.18% | > |  |  |  |  | Paragraph 19
Input 402-L: Price control allowed revenue
The DNO provides a disaggregation of price control allowed revenue into the following three categories.
|  |  |  | Price control allowed revenue, by component (2005/06 to 2009/10) |  |  |  | > |  |  |  |  | Paragraphs 3 (a), 5 & 20
[5 empty] | Aggregate return allowance | £ | 621978192.9392
[5 empty] | Aggregate depreciation allowance | £ | 575800000
[5 empty] | Aggregate operating allowance | £ | 516157600
Input 402-M: 2007/08 total allowed revenue
The DNO provides the value of total price control revenue for 2007/08.
|  |  |  | 2007/08 total allowed revenue |  | £ per year | 423806642 | > |  |  |  |  | Paragraph 21
Input 402-N: 2007/08 net incentive revenue
The DNO provides the value of the net amount earned under price control financial incentive schemes in 2007/08.
|  |  |  | 2007/08 net incentive revenue |  | £ per year | 9975061 | > |  |  |  |  | Paragraph 21
Input 402-O: Additional DNO revenue
The DNO provides the value of additional annual DNO revenue relating to customer contributions, calculated
using ten years of FBPQ data.
|  |  |  | Additional DNO revenue |  | £ per year | 16900000 | > |  |  |  |  | Paragraphs 4 (c), 5 (b) & 23
Input 402-P: 2007/08 units distributed, by network level
The DNO provides RRP values for units distributed during 2007/08 for each of the following three network levels.
|  |  |  | 2007/08 units distributed, by network level |  |  |  | > |  |  |  |  | Paragraphs 4 (a), 5 (a) and 26
[5 empty] | EHV and 132kV | GWh per year | 3263
[5 empty] | HV | GWh per year | 6511
[5 empty] | LV | GWh per year | 24475
Input 402-Q: 2007/08 network losses
The DNO provides the RRP value of network losses in 2007/08.
|  |  |  | 2007/08 network losses |  | GWh per year | 2245 | > |  |  |  |  | Paragraph 26
End of sheet

## MEAV
MEAV
Southern Electric Power Distribution plc - Final
PCDM charging model - Release for charge setting v4 - 2022/23
0 issues identified in checks on this sheet
| Click here to return to model map |  |  |  | Units | Constant |  | LV mains overhead lines | LV services overhead lines | LV overhead support | LV mains underground cable, consac | LV mains underground cable, plastic | LV mains underground cable, paper | LV services underground cable | LV pillar, indoors | LV pillar, outdoors | LV board, wall-mounted | LV board, underground | LV fuses, pole-mounted | LV fuses, tower-mounted | 6.6/11kV overhead line, open | 6.6/11kV overhead line, covered | 20kV overhead line, open | 20kV overhead line, covered | 6.6/11kV overhead support | 20kV overhead support | 6.6/11kV underground cable | 20kV underground cable | HV submarine cable | 6.6/11kV circuit breaker pole-mounted | 6.6/11kV circuit breaker ground-mounted | 6.6/11kV switch pole-mounted | 6.6/11kV switch ground-mounted | 6.6/11kV ring main unit | 6.6/11kV other switchgear, pole-mounted | 6.6/11kV other switchgear, ground-mounted | 20kV circuit breaker, pole-mounted | 20kV circuit breaker, ground-mounted | 20kV switch, pole-mounted | 20kV switch, ground-mounted | 20kV ring main unit | 20kV other switchgear, pole-mounted | 20kV other switchgear, ground-mounted | 6.6/11kV transformer, pole-mounted | 6.6/11kV transformer, ground-mounted | 20kV transformer, pole-mounted | 20kV transformer, ground-mounted | 33kV overhead pole line | 33kV overhead tower line | 66kV overhead pole line | 66kV overhead tower line | 33kV pole | 33kV tower | 66kV pole | 66kV tower | 33kV underground cable, non-pressurised | 33kV underground cable, oil | 33kV underground cable, gas | 66kV underground cable, non-pressurised | 66kV underground cable, oil | 66kV underground cable, gas | EHV submarine cable | 33kV circuit breaker, indoors | 33kV circuit breaker, outdoors | 33kV switch, ground-mounted | 33kV switch, pole-mounted | 33kV ring main unit | 33kV other switchgear | 66kV circuit breaker, indoors and outdoors | 66kV other switchgear | 33kV transformer, pole-mounted | 33kV transformer, ground mounted | 33kV auxiliary transformer | 66kV transformer | 66kV auxiliary transformer | 132kV overhead line pole conductor | 132kV overhead line tower conductor | 132kV pole | 132kV tower | 132kV tower fittings | 132kV underground cable, non-pressurised | 132kV underground cable, oil | 132kV underground cable, gas | 132kV submarine cable | 132kV circuit breaker, indoors and outdoors | 132kV other switchgear | 132kV transformer | 132kV auxiliary transformer | 132kV/EHV remote terminal unit, pole-mounted | 132kV/EHV remote terminal unit, ground-mounted | HV remote terminal unit, pole-mounted | HV remote terminal unit, ground-mounted | Legal text reference
Description
This sheet contains calculations used to allocate expenditure based on modern equivalent asset values (MEAV),
including an adjustment for EHV and 132kV assets, which is used in the CDCM user discounts.
The calculations on this sheet relate to Schedule 29 paragraphs 7, 8, 38 and 39.
MEAV
Network level MEAV values are calculated using asset-specific MEAV values, asset counts and a mapping of
assets to network levels set out in the DCUSA text.
Section 401-A: MEAV by asset type
|  |  | MEAV asset count (km if noted), by asset type |  | units |  |  | 8193 | 287818 | 216917 | 5049 | 5499 | 18486 | 2637830 | 0 | 30843 | 0 | 32013 | 29588 | 0 | 9616 | 3395 | 0 | 0 | 152816 | 0 | 16373 | 0 | 1 | 3531 | 6614 | 0 | 30984 | 15433 | 10521 | 0 | 0 | 0 | 0 | 0 | 0 | 0 | 0 | 26787 | 30843 | 0 | 0 | 3105 | 356 | 6 | 0 | 30974 | 3550 | 60 | 0 | 1630 | 646 | 0 | 76 | 62 | 51 | 14 | 245 | 1380 | 0 | 0 | 0 | 4146 | 63 | 480 | 24 | 916 | 18 | 47 | 4 | 191 | 1726 | 1337 | 4203 | 8360 | 187 | 287 | 4 | 12 | 299 | 2423 | 204 | 0 | 0 | 545 | 2520 | 1914
|  |  | MEAV per unit, by asset type |  | £ per unit |  |  | 24517.8885 | 692.061 | 2393.6786 | 155445.8514 | 155445.8514 | 155445.8514 | 2084.0663 | 0 | 13367.0821 | 0 | 7428.4808 | 60.4626 | 0 | 34331.238 | 54027.6116 | 0 | 0 | 3423.2579 | 0 | 176314.5614 | 0 | 0 | 14430.3638 | 50610.4744 | 0 | 11409.6764 | 21315.0431 | 2339.6079 | 0 | 0 | 0 | 0 | 0 | 0 | 0 | 0 | 5884.0905 | 20138.9536 | 0 | 0 | 41871.7337 | 59999.5338 | 0 | 0 | 0 | 0 | 0 | 0 | 368089.9507 | 368089.9507 | 0 | 744721.9239 | 744721.9239 | 744721.9239 | 663791.6727 | 96487.2265 | 105358.6217 | 0 | 0 | 0 | 9479.626 | 474635.3054 | 10332.4099 | 3975.7289 | 463698.9868 | 18993.1045 | 712723.3475 | 18993.1045 | 74186.7419 | 68807.3515 | 6509.5547 | 130471.5881 | 3369.2293 | 1270756.5924 | 1270756.5924 | 1270756.5924 | 1117964.9224 | 1208327.4353 | 20961.8423 | 1390670.6845 | 0 | 0 | 11305.4193 | 11305.4193 | 11305.4193
|  |  | One million |  | scalar | 1000000
|  |  | MEAV, by asset type |  | £m |  | > | 200.8751 | 199.1876 | 519.2296 | 784.8461 | 854.7967 | 2873.572 | 5497.4127 | 0 | 412.2809 | 0 | 237.808 | 1.789 | 0 | 330.1292 | 183.4237 | 0 | 0 | 523.1286 | 0 | 2886.7983 | 0 | 0 | 50.9536 | 334.7377 | 0 | 353.5174 | 328.9551 | 24.615 | 0 | 0 | 0 | 0 | 0 | 0 | 0 | 0 | 157.6171 | 621.1457 | 0 | 0 | 130.0117 | 21.3598 | 0 | 0 | 0 | 0 | 0 | 0 | 599.9866 | 237.7861 | 0 | 56.5989 | 46.1728 | 37.9808 | 9.2931 | 23.6394 | 145.3949 | 0 | 0 | 0 | 39.3025 | 29.902 | 4.9596 | 0.095417 | 424.7483 | 0.34188 | 33.498 | 0.075972 | 14.1697 | 118.7615 | 8.7033 | 548.3721 | 28.1668 | 237.6315 | 364.7071 | 5.083 | 13.4156 | 361.2899 | 50.7905 | 283.6968 | 0 | 0 | 6.1615 | 28.4897 | 21.6386 | Paragraph 7
|  |  | Total MEAV |  | £m | 21309.0443
Section 401-B: Mapping of asset types to network levels
|  |  | Mapping of MEAV asset categories to network levels |  | network level |  |  | LV mains | LV services | LV mains | LV mains | LV mains | LV mains | LV services | LV mains | LV mains | LV mains | LV mains | LV mains | LV mains | HV | HV | HV | HV | HV | HV | HV | HV | HV | HV | HV | HV | HV/LV | HV/LV | HV | HV | HV | HV | HV | HV/LV | HV/LV | HV | HV | HV/LV | HV/LV | HV/LV | HV/LV | EHV and 132kV | EHV and 132kV | EHV and 132kV | EHV and 132kV | EHV and 132kV | EHV and 132kV | EHV and 132kV | EHV and 132kV | EHV and 132kV | EHV and 132kV | EHV and 132kV | EHV and 132kV | EHV and 132kV | EHV and 132kV | EHV and 132kV | EHV and 132kV | EHV and 132kV | EHV and 132kV | EHV and 132kV | EHV and 132kV | EHV and 132kV | EHV and 132kV | EHV and 132kV | EHV and 132kV | EHV and 132kV | EHV and 132kV | EHV and 132kV | EHV and 132kV | EHV and 132kV | EHV and 132kV | EHV and 132kV | EHV and 132kV | EHV and 132kV | EHV and 132kV | EHV and 132kV | EHV and 132kV | EHV and 132kV | EHV and 132kV | EHV and 132kV | EHV and 132kV | EHV and 132kV | EHV and 132kV | EHV and 132kV | HV | HV
|  |  | Network level allocation flag, by asset type and network level |  |  |  | > | [85 empty] | Paragraph 7
|  |  |  | LV services | flag |  |  | 0 | 1 | 0 | 0 | 0 | 0 | 1 | 0 | 0 | 0 | 0 | 0 | 0 | 0 | 0 | 0 | 0 | 0 | 0 | 0 | 0 | 0 | 0 | 0 | 0 | 0 | 0 | 0 | 0 | 0 | 0 | 0 | 0 | 0 | 0 | 0 | 0 | 0 | 0 | 0 | 0 | 0 | 0 | 0 | 0 | 0 | 0 | 0 | 0 | 0 | 0 | 0 | 0 | 0 | 0 | 0 | 0 | 0 | 0 | 0 | 0 | 0 | 0 | 0 | 0 | 0 | 0 | 0 | 0 | 0 | 0 | 0 | 0 | 0 | 0 | 0 | 0 | 0 | 0 | 0 | 0 | 0 | 0 | 0 | 0
|  |  |  | LV mains | flag |  |  | 1 | 0 | 1 | 1 | 1 | 1 | 0 | 1 | 1 | 1 | 1 | 1 | 1 | 0 | 0 | 0 | 0 | 0 | 0 | 0 | 0 | 0 | 0 | 0 | 0 | 0 | 0 | 0 | 0 | 0 | 0 | 0 | 0 | 0 | 0 | 0 | 0 | 0 | 0 | 0 | 0 | 0 | 0 | 0 | 0 | 0 | 0 | 0 | 0 | 0 | 0 | 0 | 0 | 0 | 0 | 0 | 0 | 0 | 0 | 0 | 0 | 0 | 0 | 0 | 0 | 0 | 0 | 0 | 0 | 0 | 0 | 0 | 0 | 0 | 0 | 0 | 0 | 0 | 0 | 0 | 0 | 0 | 0 | 0 | 0
|  |  |  | HV/LV | flag |  |  | 0 | 0 | 0 | 0 | 0 | 0 | 0 | 0 | 0 | 0 | 0 | 0 | 0 | 0 | 0 | 0 | 0 | 0 | 0 | 0 | 0 | 0 | 0 | 0 | 0 | 1 | 1 | 0 | 0 | 0 | 0 | 0 | 1 | 1 | 0 | 0 | 1 | 1 | 1 | 1 | 0 | 0 | 0 | 0 | 0 | 0 | 0 | 0 | 0 | 0 | 0 | 0 | 0 | 0 | 0 | 0 | 0 | 0 | 0 | 0 | 0 | 0 | 0 | 0 | 0 | 0 | 0 | 0 | 0 | 0 | 0 | 0 | 0 | 0 | 0 | 0 | 0 | 0 | 0 | 0 | 0 | 0 | 0 | 0 | 0
|  |  |  | HV | flag |  |  | 0 | 0 | 0 | 0 | 0 | 0 | 0 | 0 | 0 | 0 | 0 | 0 | 0 | 1 | 1 | 1 | 1 | 1 | 1 | 1 | 1 | 1 | 1 | 1 | 1 | 0 | 0 | 1 | 1 | 1 | 1 | 1 | 0 | 0 | 1 | 1 | 0 | 0 | 0 | 0 | 0 | 0 | 0 | 0 | 0 | 0 | 0 | 0 | 0 | 0 | 0 | 0 | 0 | 0 | 0 | 0 | 0 | 0 | 0 | 0 | 0 | 0 | 0 | 0 | 0 | 0 | 0 | 0 | 0 | 0 | 0 | 0 | 0 | 0 | 0 | 0 | 0 | 0 | 0 | 0 | 0 | 0 | 0 | 1 | 1
|  |  |  | EHV and 132kV | flag |  |  | 0 | 0 | 0 | 0 | 0 | 0 | 0 | 0 | 0 | 0 | 0 | 0 | 0 | 0 | 0 | 0 | 0 | 0 | 0 | 0 | 0 | 0 | 0 | 0 | 0 | 0 | 0 | 0 | 0 | 0 | 0 | 0 | 0 | 0 | 0 | 0 | 0 | 0 | 0 | 0 | 1 | 1 | 1 | 1 | 1 | 1 | 1 | 1 | 1 | 1 | 1 | 1 | 1 | 1 | 1 | 1 | 1 | 1 | 1 | 1 | 1 | 1 | 1 | 1 | 1 | 1 | 1 | 1 | 1 | 1 | 1 | 1 | 1 | 1 | 1 | 1 | 1 | 1 | 1 | 1 | 1 | 1 | 1 | 0 | 0
|  |  | Check expenditure category is allocated to a single level |  | number of issues |  |  | 0 | 0 | 0 | 0 | 0 | 0 | 0 | 0 | 0 | 0 | 0 | 0 | 0 | 0 | 0 | 0 | 0 | 0 | 0 | 0 | 0 | 0 | 0 | 0 | 0 | 0 | 0 | 0 | 0 | 0 | 0 | 0 | 0 | 0 | 0 | 0 | 0 | 0 | 0 | 0 | 0 | 0 | 0 | 0 | 0 | 0 | 0 | 0 | 0 | 0 | 0 | 0 | 0 | 0 | 0 | 0 | 0 | 0 | 0 | 0 | 0 | 0 | 0 | 0 | 0 | 0 | 0 | 0 | 0 | 0 | 0 | 0 | 0 | 0 | 0 | 0 | 0 | 0 | 0 | 0 | 0 | 0 | 0 | 0 | 0
|  |  | Sum of checks |  | number of issues | 0
|  |  | Extended mapping of MEAV asset categories to network levels |  | network level |  |  | - | - | - | - | - | - | - | - | - | - | - | - | - | - | - | - | - | - | - | - | - | - | EHV/HV | EHV/HV | - | - | - | - | - | EHV/HV | EHV/HV | - | - | - | - | - | - | - | - | - | EHV | EHV | EHV | EHV | EHV | EHV | EHV | EHV | EHV | EHV | EHV | EHV | EHV | EHV | EHV | 132kV/EHV | 132kV/EHV | 132kV/EHV | 132kV/EHV | 132kV/EHV | EHV/HV | 132kV/EHV | EHV/HV | EHV/HV | EHV/HV | EHV/HV | EHV/HV | EHV/HV | 132kV | 132kV | 132kV | 132kV | 132kV | 132kV | 132kV | 132kV | 132kV | 132kV | 132kV | 132kV/EHV | 132kV/EHV | EHV/HV | EHV/HV | - | -
|  |  | EHV and 132kV network level allocation flag, by asset type and network level |  |  |  | > | [85 empty] | Paragraph 39
|  |  |  | EHV/HV | flag |  |  | 0 | 0 | 0 | 0 | 0 | 0 | 0 | 0 | 0 | 0 | 0 | 0 | 0 | 0 | 0 | 0 | 0 | 0 | 0 | 0 | 0 | 0 | 1 | 1 | 0 | 0 | 0 | 0 | 0 | 1 | 1 | 0 | 0 | 0 | 0 | 0 | 0 | 0 | 0 | 0 | 0 | 0 | 0 | 0 | 0 | 0 | 0 | 0 | 0 | 0 | 0 | 0 | 0 | 0 | 0 | 0 | 0 | 0 | 0 | 0 | 1 | 0 | 1 | 1 | 1 | 1 | 1 | 1 | 0 | 0 | 0 | 0 | 0 | 0 | 0 | 0 | 0 | 0 | 0 | 0 | 0 | 1 | 1 | 0 | 0
|  |  |  | EHV | flag |  |  | 0 | 0 | 0 | 0 | 0 | 0 | 0 | 0 | 0 | 0 | 0 | 0 | 0 | 0 | 0 | 0 | 0 | 0 | 0 | 0 | 0 | 0 | 0 | 0 | 0 | 0 | 0 | 0 | 0 | 0 | 0 | 0 | 0 | 0 | 0 | 0 | 0 | 0 | 0 | 0 | 1 | 1 | 1 | 1 | 1 | 1 | 1 | 1 | 1 | 1 | 1 | 1 | 1 | 1 | 1 | 0 | 0 | 0 | 0 | 0 | 0 | 0 | 0 | 0 | 0 | 0 | 0 | 0 | 0 | 0 | 0 | 0 | 0 | 0 | 0 | 0 | 0 | 0 | 0 | 0 | 0 | 0 | 0 | 0 | 0
|  |  |  | 132kV/EHV | flag |  |  | 0 | 0 | 0 | 0 | 0 | 0 | 0 | 0 | 0 | 0 | 0 | 0 | 0 | 0 | 0 | 0 | 0 | 0 | 0 | 0 | 0 | 0 | 0 | 0 | 0 | 0 | 0 | 0 | 0 | 0 | 0 | 0 | 0 | 0 | 0 | 0 | 0 | 0 | 0 | 0 | 0 | 0 | 0 | 0 | 0 | 0 | 0 | 0 | 0 | 0 | 0 | 0 | 0 | 0 | 0 | 1 | 1 | 1 | 1 | 1 | 0 | 1 | 0 | 0 | 0 | 0 | 0 | 0 | 0 | 0 | 0 | 0 | 0 | 0 | 0 | 0 | 0 | 0 | 0 | 1 | 1 | 0 | 0 | 0 | 0
|  |  |  | 132kV | flag |  |  | 0 | 0 | 0 | 0 | 0 | 0 | 0 | 0 | 0 | 0 | 0 | 0 | 0 | 0 | 0 | 0 | 0 | 0 | 0 | 0 | 0 | 0 | 0 | 0 | 0 | 0 | 0 | 0 | 0 | 0 | 0 | 0 | 0 | 0 | 0 | 0 | 0 | 0 | 0 | 0 | 0 | 0 | 0 | 0 | 0 | 0 | 0 | 0 | 0 | 0 | 0 | 0 | 0 | 0 | 0 | 0 | 0 | 0 | 0 | 0 | 0 | 0 | 0 | 0 | 0 | 0 | 0 | 0 | 1 | 1 | 1 | 1 | 1 | 1 | 1 | 1 | 1 | 1 | 1 | 0 | 0 | 0 | 0 | 0 | 0
Section 401-C: MEAV shares, by asset type and network level
|  |  | MEAV, by network level |  |  |  | > | [85 empty] | Paragraph 7
|  |  |  | LV services | £m | 5696.6003
|  |  |  | LV mains | £m | 5885.1973
|  |  |  | HV/LV | £m | 1461.2353
|  |  |  | HV | £m | 4383.9144
|  |  |  | EHV and 132kV | £m | 3882.097
|  |  | Total MEAV |  | £m | 21309.0443
|  |  | LV MEAV is greater than zero |  | TRUE/FALSE | TRUE
|  |  | Total MEAV is greater than zero |  | TRUE/FALSE | TRUE
|  |  | Difference in MEAV value before and after allocation to levels |  | £m | 0
|  |  | Check MEAV value equal before and after allocation to levels |  | number of issues | 0
|  |  | Share of total MEAV, by network level |  |  |  | > | [85 empty] | Paragraph 7
|  |  |  | LV services | % | 26.73%
|  |  |  | LV mains | % | 27.62%
|  |  |  | HV/LV | % | 6.857%
|  |  |  | HV | % | 20.57%
|  |  |  | EHV and 132kV | % | 18.22%
|  |  | Check sum to 100% |  | number of issues | 0
|  |  | Share of LV MEAV, by network level |  |  |  | > | [85 empty] | n/a
|  |  |  | Services share of LV MEAV | % | 49.19%
|  |  |  | Mains share of LV MEAV | % | 50.81%
|  |  | Check sum to 100% |  | number of issues | 0
Section 401-D: MEAV shares from extended mapping, by asset type and network level
|  |  | Share of EHV and 132kV MEAV, by network level |  |  |  | > | [85 empty] | Paragraphs 38 & 39
|  |  |  | EHV/HV | £m | 894.8744
|  |  |  | EHV | £m | 1139.1898
|  |  |  | 132kV/EHV | £m | 482.6331
|  |  |  | 132kV | £m | 1751.0909
|  |  | Total EHV and 132kV MEAV |  | £m | 4267.7883 | > | [85 empty] | Paragraphs 38 & 39
|  |  | Total EHV and 132kV MEAV is greater than zero |  | TRUE/FALSE | TRUE
|  |  | Share of EHV and 132kV MEAV, by network level |  |  |  | > | [85 empty] | Paragraphs 38 & 39
|  |  |  | EHV/HV | % | 20.97% | > | [85 empty] | "EHV/HV allocation"
|  |  |  | EHV | % | 26.69% | > | [85 empty] | "EHV allocation"
|  |  |  | 132kV/EHV | % | 11.31% | > | [85 empty] | "132kV/EHV allocation"
|  |  |  | 132kV | % | 41.03% | > | [85 empty] | "132kV allocation"
|  |  | Check sum to 100% |  | number of issues | 0
Adjusted MEAV
MEAV values at the EHV and 132kV level are adjusted as part of the calculation of CDCM user discounts.
Section 401-E: EHV reduction ratio
|  |  | Unadjusted MEAV (EHV and 132kV) |  | £m | 3882.097
CDCM notional EHV asset values
|  |  |  | 132kV | £ | 1021860554.2589
|  |  |  | 132kV/EHV | £ | 264339350.3625
|  |  |  | EHV | £ | 752376388.5113
|  |  |  | EHV/HV | £ | 628706487.7477
|  |  |  | 132kV/HV | £ | 0
|  |  | Notional EHV and 132 kV asset value |  | £ | 2667282780.8805 | > | [85 empty] | Paragraph 8
|  |  | EDCM notional asset value, total |  | £ | 486008262.6073
|  |  | Sum of notional asset values is greater than zero |  | TRUE/FALSE | TRUE
|  |  | EHV reduction rate |  | % | 84.59% | > | [85 empty] | Paragraph 8
Section 401-F: Adjusted MEAV
|  |  | Adjusted MEAV (EHV and 132kV) |  | £ | 3283.7598 | > | [85 empty] | Paragraph 8
|  |  | Adjusted MEAV, by network level |  |  |  | > | [85 empty] | Paragraph 7
|  |  |  | LV services | £m | 5696.6003
|  |  |  | LV mains | £m | 5885.1973
|  |  |  | HV/LV | £m | 1461.2353
|  |  |  | HV | £m | 4383.9144
|  |  |  | EHV and 132kV | £m | 3283.7598 | > | [85 empty] | Paragraph 8
|  |  | Total adjusted MEAV |  | £m | 20710.7071 | > | [85 empty] | Paragraph 7
|  |  | Total adjusted MEAV is greater than zero |  | TRUE/FALSE | TRUE
|  |  | Share of total adjusted MEAV, by network level |  |  |  | > | [85 empty] | Paragraph 7
|  |  |  | LV services | % | 27.51%
|  |  |  | LV mains | % | 28.42%
|  |  |  | HV/LV | % | 7.055%
|  |  |  | HV | % | 21.17%
|  |  |  | EHV and 132kV | % | 15.86%
|  |  | Check sum to 100% |  | number of issues | 0
Checks
|  |  | Sum of checks |  | number of issues | 0
End of sheet

## Expenditure
Expenditure
Southern Electric Power Distribution plc - Final
PCDM charging model - Release for charge setting v4 - 2022/23
0 issues identified in checks on this sheet
| Click here to return to model map |  |  |  | Units | Constant |  | Load related new connections & reinforcement (net of contributions) | Non-load new & replacement assets (net of contributions) | Non-operational capex | Faults | Inspections, & Maintenance | Tree Cutting | Network Policy | Network Design & Engineering | Project Management | Engineering Mgt & Clerical Support | Control Centre | System Mapping Cartographical | Customer Call Centre | Stores | Vehicles & Transport | IT & Telecoms | Property Mgt | HR & Non-operational Training | Health & Safety & Operational Training | Finance & Regulation | CEO etc | Atypical cash costs | Pension deficit payments | Metering | Excluded services & de minimis | Relevant distributed generation (less contributions) | IFI | Disallowed Related Party Margins | Statutory Depreciation | Network Rates | Transmission Exit Charges | Pension deficit repair payments by related parties | Non activity costs and reconciling amounts - Ofgem licence fees | Non activity costs and reconciling amounts - Other costs | Legal text reference
Description
This sheet contains calculations to allocate expenditure to different network levels.
The calculations on this sheet relate to Schedule 29 paragraphs 6, 7 and 9 and the "Allocation rules" table.
Expenditure allocated based on RRP
Some costs are allocated to network levels based on RRP data.
Section 402-A: Expenditure allocated to cost category based on RRP (without LV split)
2007/08 RRP expenditure, by cost category and network level
|  |  |  | LV | £ per year |  |  |  | 20000000 | 0 | 13000000 | 3300000 | 2800000 | 0 | 0 | 0 | 0 | 0 | 0 | 0 | 0 | 0 | 0 | 0 | 0 | 0 | 0 | 0 | 0 | 0 | 0 | 0 | 0 | 0 | 0 | 0 | 0 | 0 | 0 | 0 | 0
|  |  |  | HV/LV | £ per year |  |  |  | 7800000 | 0 | 500000 | 3400000 | 0 | 0 | 0 | 0 | 0 | 0 | 0 | 0 | 0 | 0 | 0 | 0 | 0 | 0 | 0 | 0 | 0 | 0 | 0 | 0 | 0 | 0 | 0 | 0 | 0 | 0 | 0 | 0 | 0
|  |  |  | HV | £ per year |  |  |  | 10800000 | 0 | 6100000 | 900000 | 2900000 | 0 | 0 | 0 | 0 | 0 | 0 | 0 | 0 | 0 | 0 | 0 | 0 | 0 | 0 | 0 | 0 | 0 | 0 | 0 | 0 | 0 | 0 | 0 | 0 | 0 | 0 | 0 | 0
|  |  |  | EHV and 132kV | £ per year |  |  |  | 13300000 | 0 | 900000 | 4800000 | 1200000 | 0 | 0 | 0 | 0 | 0 | 0 | 0 | 0 | 0 | 0 | 0 | 0 | 0 | 0 | 0 | 0 | 0 | 0 | 0 | 0 | 0 | 0 | 0 | 0 | 0 | 0 | 0 | 0
Adjusted 2007/08 RRP expenditure, by cost category and network level
|  |  |  | LV | £ per year |  |  | 4840000
|  |  |  | HV/LV | £ per year |  |  | 0
|  |  |  | HV | £ per year |  |  | 17380000
|  |  |  | EHV and 132kV | £ per year |  |  | 37080000
|  |  | Expenditure allocated to cost category based on RRP, by network level |  |  |  | > | [34 empty] | Paragraphs 6, 9 & "Allocation rules" table
|  |  |  | LV | £ per year |  |  | 4840000 | 20000000 | 0 | 13000000 | 3300000 | 2800000 | 0 | 0 | 0 | 0 | 0 | 0 | 0 | 0 | 0 | 0 | 0 | 0 | 0 | 0 | 0 | 0 | 0 | 0 | 0 | 0 | 0 | 0 | 0 | 0 | 0 | 0 | 0 | 0
|  |  |  | HV/LV | £ per year |  |  | 0 | 7800000 | 0 | 500000 | 3400000 | 0 | 0 | 0 | 0 | 0 | 0 | 0 | 0 | 0 | 0 | 0 | 0 | 0 | 0 | 0 | 0 | 0 | 0 | 0 | 0 | 0 | 0 | 0 | 0 | 0 | 0 | 0 | 0 | 0
|  |  |  | HV | £ per year |  |  | 17380000 | 10800000 | 0 | 6100000 | 900000 | 2900000 | 0 | 0 | 0 | 0 | 0 | 0 | 0 | 0 | 0 | 0 | 0 | 0 | 0 | 0 | 0 | 0 | 0 | 0 | 0 | 0 | 0 | 0 | 0 | 0 | 0 | 0 | 0 | 0
|  |  |  | EHV and 132kV | £ per year |  |  | 37080000 | 13300000 | 0 | 900000 | 4800000 | 1200000 | 0 | 0 | 0 | 0 | 0 | 0 | 0 | 0 | 0 | 0 | 0 | 0 | 0 | 0 | 0 | 0 | 0 | 0 | 0 | 0 | 0 | 0 | 0 | 0 | 0 | 0 | 0 | 0
Section 402-B: Expenditure allocated to cost category based on RRP (with LV split)
|  |  | Services share of LV MEAV |  | % | 49.19%
|  |  | Allocation rules allocation key, by cost category |  | option |  |  |  | MEAV | MEAV | MEAV | MEAV | MEAV | MEAV | MEAV | MEAV | MEAV | MEAV | MEAV | MEAV | MEAV | MEAV | Do not allocate | Do not allocate | MEAV | MEAV | MEAV | MEAV | Do not allocate | Do not allocate | Do not allocate | Do not allocate | Do not allocate | Do not allocate | Do not allocate | Do not allocate | Do not allocate | Deduct from revenue | Do not allocate | LV Services | Do not allocate
|  |  | MEAV allocation option name |  | option | MEAV
|  |  | MEAV allocation flag |  | flag |  | > | 0 | 1 | 1 | 1 | 1 | 1 | 1 | 1 | 1 | 1 | 1 | 1 | 1 | 1 | 1 | 0 | 0 | 1 | 1 | 1 | 1 | 0 | 0 | 0 | 0 | 0 | 0 | 0 | 0 | 0 | 0 | 0 | 0 | 0 | See User Guide
|  |  | Expenditure allocated to cost category based on RRP (with LV split), by network level |  |  |  | > | [34 empty] | See User Guide
|  |  |  | LV services | £ per year |  |  | 0 | 9837160.8505 | 0 | 6394154.5528 | 1623131.5403 | 1377202.5191 | 0 | 0 | 0 | 0 | 0 | 0 | 0 | 0 | 0 | 0 | 0 | 0 | 0 | 0 | 0 | 0 | 0 | 0 | 0 | 0 | 0 | 0 | 0 | 0 | 0 | 0 | 0 | 0
|  |  |  | LV mains | £ per year |  |  | 4840000 | 10162839.1495 | 0 | 6605845.4472 | 1676868.4597 | 1422797.4809 | 0 | 0 | 0 | 0 | 0 | 0 | 0 | 0 | 0 | 0 | 0 | 0 | 0 | 0 | 0 | 0 | 0 | 0 | 0 | 0 | 0 | 0 | 0 | 0 | 0 | 0 | 0 | 0
|  |  |  | HV/LV | £ per year |  |  | 0 | 7800000 | 0 | 500000 | 3400000 | 0 | 0 | 0 | 0 | 0 | 0 | 0 | 0 | 0 | 0 | 0 | 0 | 0 | 0 | 0 | 0 | 0 | 0 | 0 | 0 | 0 | 0 | 0 | 0 | 0 | 0 | 0 | 0 | 0
|  |  |  | HV | £ per year |  |  | 17380000 | 10800000 | 0 | 6100000 | 900000 | 2900000 | 0 | 0 | 0 | 0 | 0 | 0 | 0 | 0 | 0 | 0 | 0 | 0 | 0 | 0 | 0 | 0 | 0 | 0 | 0 | 0 | 0 | 0 | 0 | 0 | 0 | 0 | 0 | 0
|  |  |  | EHV and 132kV | £ per year |  |  | 37080000 | 13300000 | 0 | 900000 | 4800000 | 1200000 | 0 | 0 | 0 | 0 | 0 | 0 | 0 | 0 | 0 | 0 | 0 | 0 | 0 | 0 | 0 | 0 | 0 | 0 | 0 | 0 | 0 | 0 | 0 | 0 | 0 | 0 | 0 | 0
|  |  | Total expenditure allocated to a network level |  | £ per year |  |  | 59300000 | 51900000 | 0 | 20500000 | 12400000 | 6900000 | 0 | 0 | 0 | 0 | 0 | 0 | 0 | 0 | 0 | 0 | 0 | 0 | 0 | 0 | 0 | 0 | 0 | 0 | 0 | 0 | 0 | 0 | 0 | 0 | 0 | 0 | 0 | 0
Expenditure allocated based on MEAV
Some costs not allocated to network levels based on RRP data are allocated based on the relative MEAV value of
each network level. MEAV values for the CDCM discounts include an adjustment.
Section 402-C: Expenditure for allocation based on MEAV
|  |  | 2007/08 RRP expenditure, by cost category |  | £ per year |  |  | 35500000 | 51900000 | 7700000 | 22600000 | 13500000 | 6900000 | 200000 | 3000000 | 6800000 | 19700000 | 2600000 | 900000 | 2500000 | 1500000 | 11900000 | 8300000 | 3600000 | 3200000 | 1800000 | 9200000 | 2300000 | 3000000 | 27000000 | 13100000 | 26900000 | -100000 | 1000000 | 3900000 | 67900000 | 37800000 | 9800000 | -27000000 | 1300000 | 41600000
|  |  | Remaining expenditure for allocation |  | £ per year |  | > | -23800000 | 0 | 7700000 | 2100000 | 1100000 | 0 | 200000 | 3000000 | 6800000 | 19700000 | 2600000 | 900000 | 2500000 | 1500000 | 11900000 | 8300000 | 3600000 | 3200000 | 1800000 | 9200000 | 2300000 | 3000000 | 27000000 | 13100000 | 26900000 | -100000 | 1000000 | 3900000 | 67900000 | 37800000 | 9800000 | -27000000 | 1300000 | 41600000 | Paragraph 7
|  |  | Allocation rules allocation key, by cost category |  | option |  |  |  | MEAV | MEAV | MEAV | MEAV | MEAV | MEAV | MEAV | MEAV | MEAV | MEAV | MEAV | MEAV | MEAV | MEAV | Do not allocate | Do not allocate | MEAV | MEAV | MEAV | MEAV | Do not allocate | Do not allocate | Do not allocate | Do not allocate | Do not allocate | Do not allocate | Do not allocate | Do not allocate | Do not allocate | Deduct from revenue | Do not allocate | LV Services | Do not allocate
|  |  | MEAV allocation option name |  | option | MEAV
|  |  | MEAV allocation flag |  | flag |  | > | 0 | 1 | 1 | 1 | 1 | 1 | 1 | 1 | 1 | 1 | 1 | 1 | 1 | 1 | 1 | 0 | 0 | 1 | 1 | 1 | 1 | 0 | 0 | 0 | 0 | 0 | 0 | 0 | 0 | 0 | 0 | 0 | 0 | 0 | Paragraph 7
|  |  | Expenditure to be allocated based on MEAV |  | £ per year |  | > | 0 | 0 | 7700000 | 2100000 | 1100000 | 0 | 200000 | 3000000 | 6800000 | 19700000 | 2600000 | 900000 | 2500000 | 1500000 | 11900000 | 0 | 0 | 3200000 | 1800000 | 9200000 | 2300000 | 0 | 0 | 0 | 0 | 0 | 0 | 0 | 0 | 0 | 0 | 0 | 0 | 0 | Paragraph 7
Section 402-D: MEAV allocation shares
Share of total MEAV, by network level
|  |  |  | LV services | % | 26.73%
|  |  |  | LV mains | % | 27.62%
|  |  |  | HV/LV | % | 6.857%
|  |  |  | HV | % | 20.57%
|  |  |  | EHV and 132kV | % | 18.22%
Share of total adjusted MEAV, by network level
|  |  |  | LV services | % | 27.51%
|  |  |  | LV mains | % | 28.42%
|  |  |  | HV/LV | % | 7.055%
|  |  |  | HV | % | 21.17%
|  |  |  | EHV and 132kV | % | 15.86%
Section 402-E: Expenditure allocated based on MEAV
|  |  | Expenditure allocated based on unadjusted MEAV, by network level |  |  |  | > | [34 empty] | Paragraph 7
|  |  |  | LV services | £ per year |  |  | 0 | 0 | 2058460.332 | 561398.2724 | 294065.7617 | 0 | 53466.5021 | 801997.532 | 1817861.0725 | 5266450.4599 | 695064.5277 | 240599.2596 | 668331.2766 | 400998.766 | 3181256.8768 | 0 | 0 | 855464.0341 | 481198.5192 | 2459459.098 | 614864.7745 | 0 | 0 | 0 | 0 | 0 | 0 | 0 | 0 | 0 | 0 | 0 | 0 | 0
|  |  |  | LV mains | £ per year |  |  | 0 | 0 | 2126609.6558 | 579984.4516 | 303801.3794 | 0 | 55236.6144 | 828549.2165 | 1878044.8908 | 5440806.5219 | 718075.9877 | 248564.765 | 690457.6804 | 414274.6083 | 3286578.5589 | 0 | 0 | 883785.831 | 497129.5299 | 2540884.2641 | 635221.066 | 0 | 0 | 0 | 0 | 0 | 0 | 0 | 0 | 0 | 0 | 0 | 0 | 0
|  |  |  | HV/LV | £ per year |  |  | 0 | 0 | 528015.8057 | 144004.3106 | 75430.8294 | 0 | 13714.6963 | 205720.4438 | 466299.6726 | 1350897.5809 | 178291.0513 | 61716.1331 | 171433.7032 | 102860.2219 | 816024.427 | 0 | 0 | 219435.14 | 123432.2663 | 630876.0276 | 157719.0069 | 0 | 0 | 0 | 0 | 0 | 0 | 0 | 0 | 0 | 0 | 0 | 0 | 0
|  |  |  | HV | £ per year |  |  | 0 | 0 | 1584122.689 | 432033.4606 | 226303.2413 | 0 | 41146.0439 | 617190.6581 | 1398965.4916 | 4052885.3213 | 534898.5703 | 185157.1974 | 514325.5484 | 308595.329 | 2448189.6103 | 0 | 0 | 658336.7019 | 370314.3948 | 1892718.0181 | 473179.5045 | 0 | 0 | 0 | 0 | 0 | 0 | 0 | 0 | 0 | 0 | 0 | 0 | 0
|  |  |  | EHV and 132kV | £ per year |  |  | 0 | 0 | 1402791.5174 | 382579.5048 | 200398.7882 | 0 | 36436.1433 | 546542.1496 | 1238828.8725 | 3588960.116 | 473669.863 | 163962.6449 | 455451.7914 | 273271.0748 | 2167950.5269 | 0 | 0 | 582978.293 | 327925.2898 | 1676062.5923 | 419015.6481 | 0 | 0 | 0 | 0 | 0 | 0 | 0 | 0 | 0 | 0 | 0 | 0 | 0
|  |  | Expenditure allocated based on adjusted MEAV, by network level |  |  |  | > | [34 empty] | Paragraph 7
|  |  |  | LV services | £ per year |  |  | 0 | 0 | 2117929.7309 | 577617.1993 | 302561.3901 | 0 | 55011.1618 | 825167.4276 | 1870379.5026 | 5418599.4413 | 715145.1039 | 247550.2283 | 687639.523 | 412583.7138 | 3273164.1295 | 0 | 0 | 880178.5895 | 495100.4566 | 2530513.4447 | 632628.3612 | 0 | 0 | 0 | 0 | 0 | 0 | 0 | 0 | 0 | 0 | 0 | 0 | 0
|  |  |  | LV mains | £ per year |  |  | 0 | 0 | 2188047.9045 | 596740.3376 | 312578.2721 | 0 | 56832.4131 | 852486.1965 | 1932302.0455 | 5597992.6906 | 738821.3703 | 255745.859 | 710405.1638 | 426243.0983 | 3381528.5796 | 0 | 0 | 909318.6096 | 511491.7179 | 2614291.0027 | 653572.7507 | 0 | 0 | 0 | 0 | 0 | 0 | 0 | 0 | 0 | 0 | 0 | 0 | 0
|  |  |  | HV/LV | £ per year |  |  | 0 | 0 | 543270.3054 | 148164.6288 | 77610.0436 | 0 | 14110.917 | 211663.7554 | 479771.1788 | 1389925.3269 | 183441.9213 | 63499.1266 | 176386.4628 | 105831.8777 | 839599.5629 | 0 | 0 | 225774.6724 | 126998.2532 | 649102.1831 | 162275.5458 | 0 | 0 | 0 | 0 | 0 | 0 | 0 | 0 | 0 | 0 | 0 | 0 | 0
|  |  |  | HV | £ per year |  |  | 0 | 0 | 1629888.3628 | 444515.008 | 232841.1947 | 0 | 42334.7627 | 635021.44 | 1439381.9308 | 4169974.123 | 550351.9147 | 190506.432 | 529184.5334 | 317510.72 | 2518918.3788 | 0 | 0 | 677356.2027 | 381012.864 | 1947399.0828 | 486849.7707 | 0 | 0 | 0 | 0 | 0 | 0 | 0 | 0 | 0 | 0 | 0 | 0 | 0
|  |  |  | EHV and 132kV | £ per year |  |  | 0 | 0 | 1220863.6965 | 332962.8263 | 174409.0995 | 0 | 31710.7454 | 475661.1804 | 1078165.3423 | 3123508.4182 | 412239.6897 | 142698.3541 | 396384.317 | 237830.5902 | 1886789.3491 | 0 | 0 | 507371.9258 | 285396.7083 | 1458694.2867 | 364673.5717 | 0 | 0 | 0 | 0 | 0 | 0 | 0 | 0 | 0 | 0 | 0 | 0 | 0
Allocation to LV Services
Certain categories of expenditure are allocated directly to the LV Services network level.
Section 402-F: Expenditure allocated to LV Services
|  |  | Remaining expenditure for allocation |  |  |  | > | -23800000 | 0 | 0 | 0 | 0 | 0 | 0 | 0 | 0 | 0 | 0 | 0 | 0 | 0 | 0 | 8300000 | 3600000 | 0 | 0 | 0 | 0 | 3000000 | 27000000 | 13100000 | 26900000 | -100000 | 1000000 | 3900000 | 67900000 | 37800000 | 9800000 | -27000000 | 1300000 | 41600000 | Paragraph 6 & Paragraph 11A
|  |  | Allocation rules allocation key, by cost category |  | % |  |  |  | MEAV | MEAV | MEAV | MEAV | MEAV | MEAV | MEAV | MEAV | MEAV | MEAV | MEAV | MEAV | MEAV | MEAV | Do not allocate | Do not allocate | MEAV | MEAV | MEAV | MEAV | Do not allocate | Do not allocate | Do not allocate | Do not allocate | Do not allocate | Do not allocate | Do not allocate | Do not allocate | Do not allocate | Deduct from revenue | Do not allocate | LV Services | Do not allocate
|  |  | LV Services allocation option name |  | option | LV Services
|  |  | LV Services allocation flag |  | flag |  | > | 0 | 0 | 0 | 0 | 0 | 0 | 0 | 0 | 0 | 0 | 0 | 0 | 0 | 0 | 0 | 0 | 0 | 0 | 0 | 0 | 0 | 0 | 0 | 0 | 0 | 0 | 0 | 0 | 0 | 0 | 0 | 0 | 1 | 0 | Paragraph 6 & Paragraph 11A
|  |  | Expenditure to be allocated to LV Services |  | £ per year |  | > | 0 | 0 | 0 | 0 | 0 | 0 | 0 | 0 | 0 | 0 | 0 | 0 | 0 | 0 | 0 | 0 | 0 | 0 | 0 | 0 | 0 | 0 | 0 | 0 | 0 | 0 | 0 | 0 | 0 | 0 | 0 | 0 | 1300000 | 0 | Paragraph 6 & Paragraph 11A
|  |  | Check for double allocation of expenditure to LV services |  | number of issues |  |  | 0 | 0 | 0 | 0 | 0 | 0 | 0 | 0 | 0 | 0 | 0 | 0 | 0 | 0 | 0 | 0 | 0 | 0 | 0 | 0 | 0 | 0 | 0 | 0 | 0 | 0 | 0 | 0 | 0 | 0 | 0 | 0 | 0 | 0
|  |  | Sum of checks |  | number of issues | 0
Total expenditure allocated
Expenditure allocated to network levels based on RRP data and using MEAV are combined. CDCM and EDCM discounts
use different MEAV-based allocations.
Section 402-G: Total expenditure allocated for discounts
|  |  | Total expenditure allocated, by network level and cost category (EDCM) |  |  |  | > | [34 empty] | Paragraphs 6 & 7
|  |  |  | LV services (EDCM) | £ per year |  |  | 0 | 9837160.8505 | 2058460.332 | 6955552.8252 | 1917197.3021 | 1377202.5191 | 53466.5021 | 801997.532 | 1817861.0725 | 5266450.4599 | 695064.5277 | 240599.2596 | 668331.2766 | 400998.766 | 3181256.8768 | 0 | 0 | 855464.0341 | 481198.5192 | 2459459.098 | 614864.7745 | 0 | 0 | 0 | 0 | 0 | 0 | 0 | 0 | 0 | 0 | 0 | 1300000 | 0
|  |  |  | LV mains (EDCM) | £ per year |  |  | 4840000 | 10162839.1495 | 2126609.6558 | 7185829.8987 | 1980669.8391 | 1422797.4809 | 55236.6144 | 828549.2165 | 1878044.8908 | 5440806.5219 | 718075.9877 | 248564.765 | 690457.6804 | 414274.6083 | 3286578.5589 | 0 | 0 | 883785.831 | 497129.5299 | 2540884.2641 | 635221.066 | 0 | 0 | 0 | 0 | 0 | 0 | 0 | 0 | 0 | 0 | 0 | 0 | 0
|  |  |  | HV/LV (EDCM) | £ per year |  |  | 0 | 7800000 | 528015.8057 | 644004.3106 | 3475430.8294 | 0 | 13714.6963 | 205720.4438 | 466299.6726 | 1350897.5809 | 178291.0513 | 61716.1331 | 171433.7032 | 102860.2219 | 816024.427 | 0 | 0 | 219435.14 | 123432.2663 | 630876.0276 | 157719.0069 | 0 | 0 | 0 | 0 | 0 | 0 | 0 | 0 | 0 | 0 | 0 | 0 | 0
|  |  |  | HV (EDCM) | £ per year |  |  | 17380000 | 10800000 | 1584122.689 | 6532033.4606 | 1126303.2413 | 2900000 | 41146.0439 | 617190.6581 | 1398965.4916 | 4052885.3213 | 534898.5703 | 185157.1974 | 514325.5484 | 308595.329 | 2448189.6103 | 0 | 0 | 658336.7019 | 370314.3948 | 1892718.0181 | 473179.5045 | 0 | 0 | 0 | 0 | 0 | 0 | 0 | 0 | 0 | 0 | 0 | 0 | 0
|  |  |  | EHV and 132kV (EDCM) | £ per year |  |  | 37080000 | 13300000 | 1402791.5174 | 1282579.5048 | 5000398.7882 | 1200000 | 36436.1433 | 546542.1496 | 1238828.8725 | 3588960.116 | 473669.863 | 163962.6449 | 455451.7914 | 273271.0748 | 2167950.5269 | 0 | 0 | 582978.293 | 327925.2898 | 1676062.5923 | 419015.6481 | 0 | 0 | 0 | 0 | 0 | 0 | 0 | 0 | 0 | 0 | 0 | 0 | 0
|  |  | Total expenditure allocated, by network level and cost category (CDCM) |  |  |  | > | [34 empty] | Paragraphs 6 & 7
|  |  |  | LV services (CDCM) | £ per year |  |  | 0 | 9837160.8505 | 2117929.7309 | 6971771.7522 | 1925692.9305 | 1377202.5191 | 55011.1618 | 825167.4276 | 1870379.5026 | 5418599.4413 | 715145.1039 | 247550.2283 | 687639.523 | 412583.7138 | 3273164.1295 | 0 | 0 | 880178.5895 | 495100.4566 | 2530513.4447 | 632628.3612 | 0 | 0 | 0 | 0 | 0 | 0 | 0 | 0 | 0 | 0 | 0 | 1300000 | 0
|  |  |  | LV mains (CDCM) | £ per year |  |  | 4840000 | 10162839.1495 | 2188047.9045 | 7202585.7848 | 1989446.7317 | 1422797.4809 | 56832.4131 | 852486.1965 | 1932302.0455 | 5597992.6906 | 738821.3703 | 255745.859 | 710405.1638 | 426243.0983 | 3381528.5796 | 0 | 0 | 909318.6096 | 511491.7179 | 2614291.0027 | 653572.7507 | 0 | 0 | 0 | 0 | 0 | 0 | 0 | 0 | 0 | 0 | 0 | 0 | 0
|  |  |  | HV/LV (CDCM) | £ per year |  |  | 0 | 7800000 | 543270.3054 | 648164.6288 | 3477610.0436 | 0 | 14110.917 | 211663.7554 | 479771.1788 | 1389925.3269 | 183441.9213 | 63499.1266 | 176386.4628 | 105831.8777 | 839599.5629 | 0 | 0 | 225774.6724 | 126998.2532 | 649102.1831 | 162275.5458 | 0 | 0 | 0 | 0 | 0 | 0 | 0 | 0 | 0 | 0 | 0 | 0 | 0
|  |  |  | HV (CDCM) | £ per year |  |  | 17380000 | 10800000 | 1629888.3628 | 6544515.008 | 1132841.1947 | 2900000 | 42334.7627 | 635021.44 | 1439381.9308 | 4169974.123 | 550351.9147 | 190506.432 | 529184.5334 | 317510.72 | 2518918.3788 | 0 | 0 | 677356.2027 | 381012.864 | 1947399.0828 | 486849.7707 | 0 | 0 | 0 | 0 | 0 | 0 | 0 | 0 | 0 | 0 | 0 | 0 | 0
|  |  |  | EHV and 132kV (CDCM) | £ per year |  |  | 37080000 | 13300000 | 1220863.6965 | 1232962.8263 | 4974409.0995 | 1200000 | 31710.7454 | 475661.1804 | 1078165.3423 | 3123508.4182 | 412239.6897 | 142698.3541 | 396384.317 | 237830.5902 | 1886789.3491 | 0 | 0 | 507371.9258 | 285396.7083 | 1458694.2867 | 364673.5717 | 0 | 0 | 0 | 0 | 0 | 0 | 0 | 0 | 0 | 0 | 0 | 0 | 0
|  |  | Check total expenditure allocated is greater than zero |  | number of issues | 0
|  |  | Check expenditure allocated is equal to the nearest £ per year |  | number of issues | 0
Checks
|  |  | Sum of checks |  | number of issues | 0
End of sheet

## Expensed
Expensed
Southern Electric Power Distribution plc - Final
PCDM charging model - Release for charge setting v4 - 2022/23
0 issues identified in checks on this sheet
| Click here to return to model map |  |  |  | Units | Constant |  | Load related new connections & reinforcement (net of contributions) | Non-load new & replacement assets (net of contributions) | Non-operational capex | Faults | Inspections, & Maintenance | Tree Cutting | Network Policy | Network Design & Engineering | Project Management | Engineering Mgt & Clerical Support | Control Centre | System Mapping Cartographical | Customer Call Centre | Stores | Vehicles & Transport | IT & Telecoms | Property Mgt | HR & Non-operational Training | Health & Safety & Operational Training | Finance & Regulation | CEO etc | Atypical cash costs | Pension deficit payments | Metering | Excluded services & de minimis | Relevant distributed generation (less contributions) | IFI | Disallowed Related Party Margins | Statutory Depreciation | Network Rates | Transmission Exit Charges | Pension deficit repair payments by related parties | Non activity costs and reconciling amounts - Ofgem licence fees | Non activity costs and reconciling amounts - Other costs | Legal text reference
Description
This sheet contains calculations of "expensed proportions" used to allocate the operating expenditure proportion of DNO
revenue to network levels.
The calculations on this sheet relate to Schedule 29 paragraphs 10 and 11.
Expensed proportions
Expensed proportions are calculated based on the expenditure allocated to each network level and a capitalisation
rate, which varies by cost category.
Section 403-A: Total expenditure allocated
Total expenditure allocated, by network level and cost category (EDCM)
|  |  |  | LV services (EDCM) | £ per year |  |  | 0 | 9837160.8505 | 2058460.332 | 6955552.8252 | 1917197.3021 | 1377202.5191 | 53466.5021 | 801997.532 | 1817861.0725 | 5266450.4599 | 695064.5277 | 240599.2596 | 668331.2766 | 400998.766 | 3181256.8768 | 0 | 0 | 855464.0341 | 481198.5192 | 2459459.098 | 614864.7745 | 0 | 0 | 0 | 0 | 0 | 0 | 0 | 0 | 0 | 0 | 0 | 1300000 | 0
|  |  |  | LV mains (EDCM) | £ per year |  |  | 4840000 | 10162839.1495 | 2126609.6558 | 7185829.8987 | 1980669.8391 | 1422797.4809 | 55236.6144 | 828549.2165 | 1878044.8908 | 5440806.5219 | 718075.9877 | 248564.765 | 690457.6804 | 414274.6083 | 3286578.5589 | 0 | 0 | 883785.831 | 497129.5299 | 2540884.2641 | 635221.066 | 0 | 0 | 0 | 0 | 0 | 0 | 0 | 0 | 0 | 0 | 0 | 0 | 0
|  |  |  | HV/LV (EDCM) | £ per year |  |  | 0 | 7800000 | 528015.8057 | 644004.3106 | 3475430.8294 | 0 | 13714.6963 | 205720.4438 | 466299.6726 | 1350897.5809 | 178291.0513 | 61716.1331 | 171433.7032 | 102860.2219 | 816024.427 | 0 | 0 | 219435.14 | 123432.2663 | 630876.0276 | 157719.0069 | 0 | 0 | 0 | 0 | 0 | 0 | 0 | 0 | 0 | 0 | 0 | 0 | 0
|  |  |  | HV (EDCM) | £ per year |  |  | 17380000 | 10800000 | 1584122.689 | 6532033.4606 | 1126303.2413 | 2900000 | 41146.0439 | 617190.6581 | 1398965.4916 | 4052885.3213 | 534898.5703 | 185157.1974 | 514325.5484 | 308595.329 | 2448189.6103 | 0 | 0 | 658336.7019 | 370314.3948 | 1892718.0181 | 473179.5045 | 0 | 0 | 0 | 0 | 0 | 0 | 0 | 0 | 0 | 0 | 0 | 0 | 0
|  |  |  | EHV and 132kV (EDCM) | £ per year |  |  | 37080000 | 13300000 | 1402791.5174 | 1282579.5048 | 5000398.7882 | 1200000 | 36436.1433 | 546542.1496 | 1238828.8725 | 3588960.116 | 473669.863 | 163962.6449 | 455451.7914 | 273271.0748 | 2167950.5269 | 0 | 0 | 582978.293 | 327925.2898 | 1676062.5923 | 419015.6481 | 0 | 0 | 0 | 0 | 0 | 0 | 0 | 0 | 0 | 0 | 0 | 0 | 0
Total expenditure allocated, by network level and cost category (CDCM)
|  |  |  | LV services (CDCM) | £ per year |  |  | 0 | 9837160.8505 | 2117929.7309 | 6971771.7522 | 1925692.9305 | 1377202.5191 | 55011.1618 | 825167.4276 | 1870379.5026 | 5418599.4413 | 715145.1039 | 247550.2283 | 687639.523 | 412583.7138 | 3273164.1295 | 0 | 0 | 880178.5895 | 495100.4566 | 2530513.4447 | 632628.3612 | 0 | 0 | 0 | 0 | 0 | 0 | 0 | 0 | 0 | 0 | 0 | 1300000 | 0
|  |  |  | LV mains (CDCM) | £ per year |  |  | 4840000 | 10162839.1495 | 2188047.9045 | 7202585.7848 | 1989446.7317 | 1422797.4809 | 56832.4131 | 852486.1965 | 1932302.0455 | 5597992.6906 | 738821.3703 | 255745.859 | 710405.1638 | 426243.0983 | 3381528.5796 | 0 | 0 | 909318.6096 | 511491.7179 | 2614291.0027 | 653572.7507 | 0 | 0 | 0 | 0 | 0 | 0 | 0 | 0 | 0 | 0 | 0 | 0 | 0
|  |  |  | HV/LV (CDCM) | £ per year |  |  | 0 | 7800000 | 543270.3054 | 648164.6288 | 3477610.0436 | 0 | 14110.917 | 211663.7554 | 479771.1788 | 1389925.3269 | 183441.9213 | 63499.1266 | 176386.4628 | 105831.8777 | 839599.5629 | 0 | 0 | 225774.6724 | 126998.2532 | 649102.1831 | 162275.5458 | 0 | 0 | 0 | 0 | 0 | 0 | 0 | 0 | 0 | 0 | 0 | 0 | 0
|  |  |  | HV (CDCM) | £ per year |  |  | 17380000 | 10800000 | 1629888.3628 | 6544515.008 | 1132841.1947 | 2900000 | 42334.7627 | 635021.44 | 1439381.9308 | 4169974.123 | 550351.9147 | 190506.432 | 529184.5334 | 317510.72 | 2518918.3788 | 0 | 0 | 677356.2027 | 381012.864 | 1947399.0828 | 486849.7707 | 0 | 0 | 0 | 0 | 0 | 0 | 0 | 0 | 0 | 0 | 0 | 0 | 0
|  |  |  | EHV and 132kV (CDCM) | £ per year |  |  | 37080000 | 13300000 | 1220863.6965 | 1232962.8263 | 4974409.0995 | 1200000 | 31710.7454 | 475661.1804 | 1078165.3423 | 3123508.4182 | 412239.6897 | 142698.3541 | 396384.317 | 237830.5902 | 1886789.3491 | 0 | 0 | 507371.9258 | 285396.7083 | 1458694.2867 | 364673.5717 | 0 | 0 | 0 | 0 | 0 | 0 | 0 | 0 | 0 | 0 | 0 | 0 | 0
Section 403-B: Share expensed
|  |  | Share of expenditure capitalised |  | % |  |  | 100% | 100% | 23.5% | 23.5% | 23.5% | 23.5% | 52.57% | 52.57% | 52.57% | 52.57% | 52.57% | 52.57% | 52.57% | 52.57% | 52.57% | 52.57% | 52.57% | 52.57% | 52.57% | 52.57% | 52.57% | 0% | 57.7% | 0% | 0% | 0% | 0% | 0% | 0% | 0% | 0% | 0% | 0% | 0%
|  |  | Share of expenditure expensed |  | % |  | > | 0% | 0% | 76.5% | 76.5% | 76.5% | 76.5% | 47.43% | 47.43% | 47.43% | 47.43% | 47.43% | 47.43% | 47.43% | 47.43% | 47.43% | 47.43% | 47.43% | 47.43% | 47.43% | 47.43% | 47.43% | 100% | 42.3% | 100% | 100% | 100% | 100% | 100% | 100% | 100% | 100% | 100% | 100% | 100% | Paragraph 10
Section 403-C: Value expensed
|  |  | Expensed proportion of total expenditure allocated, by network level (EDCM) |  |  |  | > | [34 empty] | Paragraph 10
|  |  |  | LV services (EDCM) | £ per year | 19033741.0516
|  |  |  | LV mains (EDCM) | £ per year | 18320850.9614
|  |  |  | HV/LV (EDCM) | £ per year | 5688900.7553
|  |  |  | HV (EDCM) | £ per year | 15690087.9375
|  |  |  | EHV and 132kV (EDCM) | £ per year | 12465999.2941
|  |  | Total allocated costs not capitalised (EDCM) |  | £ per year | 71199580 | > | [34 empty] | Paragraph 11
|  |  | Total greater than zero |  | TRUE/FALSE | TRUE
|  |  | Expensed proportion of total expenditure allocated, by network level (CDCM) |  |  |  | > | [34 empty] | Paragraph 10
|  |  |  | LV services (CDCM) | £ per year | 19338445.1055
|  |  |  | LV mains (CDCM) | £ per year | 18635642.8343
|  |  |  | HV/LV (CDCM) | £ per year | 5767060.4138
|  |  |  | HV (CDCM) | £ per year | 15924578.055
|  |  |  | EHV and 132kV (CDCM) | £ per year | 11533853.5914
|  |  | Total expenditure allocated not capitalised (CDCM) |  | £ per year | 71199580 | > | [34 empty] | Paragraph 11
|  |  | Total expenditure allocated not capitalised is greater than zero |  | TRUE/FALSE | TRUE
|  |  | Difference between CDCM and EDCM costs not capitalised |  | £ per year | 2.9802e-08
|  |  | Check costs allocated are equivalent |  | number of issues | 0
Section 403-D: Expensed proportions
|  |  | Expensed proportions, by network level (EDCM) |  |  |  | > | [34 empty] | Paragraph 11
|  |  |  | LV services (EDCM) | % | 26.73%
|  |  |  | LV mains (EDCM) | % | 25.73%
|  |  |  | HV/LV (EDCM) | % | 7.99%
|  |  |  | HV (EDCM) | % | 22.04%
|  |  |  | EHV and 132kV (EDCM) | % | 17.51%
|  |  | Check sum to 100% |  | number of issues | 0
|  |  | Expensed proportions, by network level (CDCM) |  |  |  | > | [34 empty] | Paragraph 11
|  |  |  | LV services (CDCM) | % | 27.16%
|  |  |  | LV mains (CDCM) | % | 26.17%
|  |  |  | HV/LV (CDCM) | % | 8.1%
|  |  |  | HV (CDCM) | % | 22.37%
|  |  |  | EHV and 132kV (CDCM) | % | 16.2%
|  |  | Check sum to 100% |  | number of issues | 0
Checks
|  |  | Sum of checks |  | number of issues | 0
End of sheet

## Capitalised
Capitalised
Southern Electric Power Distribution plc - Final
PCDM charging model - Release for charge setting v4 - 2022/23
0 issues identified in checks on this sheet
| Click here to return to model map |  |  |  | Units | Constant |  | LV services | LV mains | HV/LV | HV | EHV and 132kV | Legal text reference
Description
This sheet contains calculations of values used to allocate the depreciation and return on regulatory asset value
elements for price control allowed revenue to each network level.
The calculations on this sheet relate to Schedule 29 paragraphs 14, 15 and 19.
Capitalised proportions
DNO net capex values are mapped to the network levels used to calculate user discounts. Values at the EHV and
132kV level are adjusted using the EHV reduction rate for the calculation of CDCM user discounts.
Section 404-A: Net capex (2005/06 to 2014/15)
Net capex (2005/06 to 2014/15), by network level
|  |  |  | LV | £ | 230600000
|  |  |  | LV/HV | £ | 64811428.5714
|  |  |  | HV | £ | 287988571.4286
|  |  |  | EHV | £ | 277600000
|  |  |  | 132kV | £ | 199272195.122
Section 404-B: Capitalised proportions (EDCM)
|  |  | LV services share of LV net capex |  | % | 10.18%
|  |  | LV mains share of LV net capex |  | % | 89.82% | > | [5 empty] | Paragraph 19
Mapping of net capex input network levels to PCDM network levels (EDCM)
|  |  |  | LV | % |  | > | 10.18% | 89.82% |  |  |  | Paragraph 19
|  |  |  | LV/HV | % |  |  |  |  | 100%
|  |  |  | HV | % | [5 empty] | 100%
|  |  |  | EHV | % | [6 empty] | 100%
|  |  |  | 132kV | % | [6 empty] | 100%
|  |  | Net capex, by network level |  | £ |  | > | 23476746.988 | 207123253.012 | 64811428.5714 | 287988571.4286 | 476872195.122 | Paragraph 14
|  |  | Total net capex |  | £ | 1060272195.122 | > | [5 empty] | Paragraph 14
|  |  | Total greater than zero |  | TRUE/FALSE | TRUE
|  |  | Capitalised proportions, by network level (EDCM) |  | % |  | > | 2.214% | 19.53% | 6.113% | 27.16% | 44.98% | Paragraph 14
|  |  | Check sum to 100% |  | number of issues | 0
Section 404-C: Capitalised proportions (CDCM)
|  |  | EHV reduction rate |  | % | 84.59%
Mapping of net capex input network levels to PCDM network levels (CDCM)
|  |  |  | LV | % |  | > | 10.18% | 89.82% |  |  |  | Paragraph 19
|  |  |  | LV/HV | % |  |  |  |  | 100%
|  |  |  | HV | % | [5 empty] | 100%
|  |  |  | EHV | % |  | > |  |  |  |  | 84.59% | Paragraph 15
|  |  |  | 132kV | % |  | > |  |  |  |  | 84.59% | Paragraph 15
|  |  | Net capex (adjusted), by network level |  | £ |  | > | 23476746.988 | 207123253.012 | 64811428.5714 | 287988571.4286 | 403373167.0143 | Paragraph 14
|  |  | Total net capex (adjusted) |  | £ | 986773167.0143 | > | [5 empty] | Paragraph 14
|  |  | Total greater than zero |  | TRUE/FALSE | TRUE
|  |  | Capitalised proportions, by network level (CDCM) |  | % |  | > | 2.379% | 20.99% | 6.568% | 29.18% | 40.88% | Paragraph 14
|  |  | Check sum to 100% |  | number of issues | 0
Checks
|  |  | Sum of checks |  | number of issues | 0
End of sheet

## Rev allocation
Rev allocation
Southern Electric Power Distribution plc - Final
PCDM charging model - Release for charge setting v4 - 2022/23
0 issues identified in checks on this sheet
| Click here to return to model map |  |  |  | Units | Constant |  | LV services | LV mains | HV/LV | HV | EHV and 132kV | Legal text reference
Description
This sheet contains calculations of revenue allocations to each network level.
The calculations on this sheet relate to Schedule 29 paragraphs 12, 20-23, 26-28, 39 and 46.
Shares of allowed revenue by network level
Expensed and capitalised proportions are used to allocate components of allowed revenue to network levels.
Section 405-A: Breakdown of allowed revenue
Price control allowed revenue, by component (2005/06 to 2009/10)
|  |  |  | Aggregate return allowance | £ | 621978192.9392
|  |  |  | Aggregate depreciation allowance | £ | 575800000
|  |  |  | Aggregate operating allowance | £ | 516157600
|  |  | Price control allowed revenue (2005/06 to 2009/10) |  | £ | 1713935792.9392 | > | [5 empty] | Paragraph 20
|  |  | Allowed revenue is greater than zero |  | TRUE/FALSE | TRUE
|  |  | Opex share of allowed revenue |  | % | 30.12% | > | [5 empty] | Paragraph 20
|  |  | Depreciation and return share of allowed revenue |  | % | 69.88% | > | [5 empty] | Paragraph 20
Section 405-B: Share of allowed revenue by network level (EDCM)
|  |  | Expensed proportions, by network level (EDCM) |  | % |  |  | 26.73% | 25.73% | 7.99% | 22.04% | 17.51%
|  |  | Capitalised proportions, by network level (EDCM) |  | % |  |  | 2.214% | 19.53% | 6.113% | 27.16% | 44.98%
|  |  | Share of allowed revenue, by network level (EDCM) |  | % |  | > | 9.598% | 21.4% | 6.678% | 25.62% | 36.7% | Paragraph 20
|  |  | Check sum to 100% |  | number of issues | 0
Section 405-C: Share of allowed revenue by network level (CDCM)
|  |  | Expensed proportions, by network level (CDCM) |  | % |  |  | 27.16% | 26.17% | 8.1% | 22.37% | 16.2%
|  |  | Capitalised proportions, by network level (CDCM) |  | % |  |  | 2.379% | 20.99% | 6.568% | 29.18% | 40.88%
|  |  | Share of allowed revenue, by network level (CDCM) |  | % |  | > | 9.842% | 22.55% | 7.029% | 27.13% | 33.45% | Paragraph 20
|  |  | Check sum to 100% |  | number of issues | 0
Revenue by network level
Shares of allowed revenue are applied to 2007/08 allowed revenue after removing elements not allocated to
specific levels. Additional revenues are also allocated to network levels based on expensed proportions.
Section 405-D: Revenue to share
|  |  | 2007/08 total allowed revenue |  | £ per year | 423806642
|  |  | 2007/08 net incentive revenue |  | £ per year | 9975061
|  |  | 2007/08 transmission exit charges |  | £ per year | 9800000
|  |  | Revenue not to share |  | £ per year | 19775061 | > | [5 empty] | Paragraphs 12 & 21
|  |  | Adjusted total revenue to share |  | £ per year | 404031581 | > | [5 empty] | Paragraph 21
|  |  | Adjusted total revenue to share, by network level |  |  |  | > | [5 empty] | Paragraph 22
|  |  |  | EDCM | £ per year |  |  | 38779416.7656 | 86467169.7059 | 26981590.4736 | 103506227.6026 | 148297176.4522
|  |  |  | CDCM | £ per year |  |  | 39765810.3123 | 91113530.5584 | 28400730.0597 | 109619365.3103 | 135132144.7593
Section 405-E: Additional DNO revenue shares
|  |  | Additional DNO revenue |  | £ per year | 16900000
|  |  | Additional DNO revenue share, by network level |  |  |  | > | [5 empty] | Paragraph 23
|  |  |  | EDCM | £ per year |  |  | 4517866.8719 | 4348654.6023 | 1350322.8919 | 3724214.1898 | 2958941.4442
|  |  |  | CDCM | £ per year |  |  | 4590191.7158 | 4423373.9005 | 1368874.9427 | 3779872.987 | 2737686.454
Section 405-F: Revenue allocation
|  |  | Revenue allocation, by network level |  |  |  | > | [5 empty] | Paragraph 23
|  |  |  | EDCM | £ per year |  |  | 43297283.6375 | 90815824.3082 | 28331913.3654 | 107230441.7924 | 151256117.8964
|  |  |  | CDCM | £ per year |  |  | 44356002.028 | 95536904.4589 | 29769605.0024 | 113399238.2974 | 137869831.2133
Units flowing
Units flowing through each network level (loss-adjusted to LV) are calculated for the rescaling of revenue allocations.
Section 405-G: Revenue allocation
2007/08 units distributed, by network level
|  |  |  | EHV and 132kV | GWh per year | 3263
|  |  |  | HV | GWh per year | 6511
|  |  |  | LV | GWh per year | 24475
Units distributed coefficient for the calculation of "U", by network level
|  |  |  | EHV and 132kV | scalar | 0.25
|  |  |  | HV | scalar | 0.5
|  |  |  | LV | scalar | 1
|  |  | "U" |  | GWh | 28546.25 | > | [5 empty] | Paragraph 26
|  |  | 2007/08 network losses |  | GWh per year | 2245
|  |  | Sum of "U" and losses is greater than zero |  | TRUE/FALSE | TRUE
Losses coefficient for the calculation of adjustment factors for units distributed, by network level
|  |  |  | EHV and 132kV | scalar | 0.25
|  |  |  | HV | scalar | 0.5
|  |  |  | LV | scalar
Loss adjustment factors, by network level
|  |  |  | EHV and 132kV units distributed | scalar |  | > |  |  |  |  | 0.94532 | Paragraph 26
|  |  |  | HV units distributed | scalar |  | > |  |  |  | 0.96354 | 0.96354 | Paragraph 26
|  |  |  | LV units distributed | scalar |  | > | 1 | 1 | 1 | 1 | 1 | Paragraph 26
|  |  | Units flowing, loss adjusted to LV |  | GWh per year |  | > | 24475 | 24475 | 24475 | 30748.6404 | 33833.2107 | Paragraph 27
|  |  | Units flowing, loss adjusted to LV greater than zero |  | TRUE/FALSE |  |  | TRUE | TRUE | TRUE | TRUE | TRUE
Revenue per unit
Revenue allocated to network levels is rescaled using volumes loss-adjusted to LV.
Section 405-H: Revenue per unit
|  |  | Revenue to share per unit, by network level and charging model |  |  |  | > | [5 empty] | Paragraph 24
|  |  |  | EDCM | £/GWh per year |  |  | 1769.0412 | 3710.5546 | 1157.5858 | 3487.323 | 4470.6404
|  |  |  | CDCM | £/GWh per year |  |  | 1812.2983 | 3903.4486 | 1216.3271 | 3687.9432 | 4074.9852
|  |  | Revenue to share per unit, all network levels, by charging model |  |  |  | > | [5 empty] | Paragraph 28
|  |  |  | EDCM | £/GWh per year | 14595.1451
|  |  |  | CDCM | £/GWh per year | 14695.0023
|  |  | Revenue not to share per unit |  | £/GWh per year | 584.4867 | > | [5 empty] | Paragraph 24
Sum of revenue to share and not to share per unit is greater than zero
|  |  |  | EDCM | TRUE/FALSE | TRUE
|  |  |  | CDCM | TRUE/FALSE | TRUE
Section 405-I: Shares of revenue per unit
|  |  | Allocation, by network level and charging model |  |  |  | > | [5 empty] | Paragraph 28
|  |  |  | EDCM | % |  |  | 11.65% | 24.44% | 7.626% | 22.97% | 29.45%
|  |  |  | CDCM | % |  |  | 11.86% | 25.55% | 7.961% | 24.14% | 26.67%
Revenue not to share allocation, by charging model
|  |  |  | EDCM | % | 3.85% | > | [5 empty] | Paragraph 46
|  |  |  | CDCM | % | 3.825%
Check sum to 100%
|  |  |  | EDCM | number of issues | 0
|  |  |  | CDCM | number of issues | 0
Section 405-J: U
|  |  | "U" |  | % | 3.85% | > | [5 empty] | Paragraph 46
Section 405-K: Extended network level allocation (EDCM only)
Share of EHV and 132kV MEAV, by network level
|  |  |  | EHV/HV | % | 20.97%
|  |  |  | EHV | % | 26.69%
|  |  |  | 132kV/EHV | % | 11.31%
|  |  |  | 132kV | % | 41.03%
Allocation (EDCM), by network level
|  |  |  | LV | % | 36.1%
|  |  |  | HV/LV | % | 7.626%
|  |  |  | HV | % | 22.97%
|  |  |  | EHV/HV | % | 6.175% | > | [5 empty] | Paragraph 39
|  |  |  | EHV | % | 7.861% | > | [5 empty] | Paragraph 39
|  |  |  | 132kV/EHV | % | 3.331% | > | [5 empty] | Paragraph 39
|  |  |  | 132kV | % | 12.08% | > | [5 empty] | Paragraph 39
Allocation (EDCM), by network level (re-ordered)
|  |  |  | 132kV | % | 12.08%
|  |  |  | 132kV/EHV | % | 3.331%
|  |  |  | EHV | % | 7.861%
|  |  |  | EHV/HV | % | 6.175%
|  |  |  | HV | % | 22.97%
|  |  |  | HV/LV | % | 7.626%
|  |  |  | LV | % | 36.1%
Checks
|  |  | Sum of all sheet checks |  | number of issues | 0
End of sheet

## Direct
Direct
Southern Electric Power Distribution plc - Final
PCDM charging model - Release for charge setting v4 - 2022/23
0 issues identified in checks on this sheet
| Click here to return to model map |  |  |  | Units | Constant |  | Load related new connections & reinforcement (net of contributions) | Non-load new & replacement assets (net of contributions) | Non-operational capex | Faults | Inspections, & Maintenance | Tree Cutting | Network Policy | Network Design & Engineering | Project Management | Engineering Mgt & Clerical Support | Control Centre | System Mapping Cartographical | Customer Call Centre | Stores | Vehicles & Transport | IT & Telecoms | Property Mgt | HR & Non-operational Training | Health & Safety & Operational Training | Finance & Regulation | CEO etc | Atypical cash costs | Pension deficit payments | Metering | Excluded services & de minimis | Relevant distributed generation (less contributions) | IFI | Disallowed Related Party Margins | Statutory Depreciation | Network Rates | Transmission Exit Charges | Pension deficit repair payments by related parties | Non activity costs and reconciling amounts - Ofgem licence fees | Non activity costs and reconciling amounts - Other costs | Legal text reference
Description
This sheet includes calculations of "Direct proportions." Values for HV and LV are used for CDCM discounts.
The value for EHV and 132kV is used for EDCM discounts.
The calculations on this sheet relate to Schedule 29 paragraphs 29-32.
Direct proportions
Direct proportions are calculated as the "Direct" share of total expenditure allocated to each network level, after
excluding negative values.
Section 406-A: Removal of negative expenditure
Total expenditure allocation, by cost category and network level
|  |  |  | EHV and 132kV (EDCM) | £ per year |  |  | 37080000 | 13300000 | 1402791.5174 | 1282579.5048 | 5000398.7882 | 1200000 | 36436.1433 | 546542.1496 | 1238828.8725 | 3588960.116 | 473669.863 | 163962.6449 | 455451.7914 | 273271.0748 | 2167950.5269 | 0 | 0 | 582978.293 | 327925.2898 | 1676062.5923 | 419015.6481 | 0 | 0 | 0 | 0 | 0 | 0 | 0 | 0 | 0 | 0 | 0 | 0 | 0
|  |  |  | HV (CDCM) | £ per year |  |  | 17380000 | 10800000 | 1629888.3628 | 6544515.008 | 1132841.1947 | 2900000 | 42334.7627 | 635021.44 | 1439381.9308 | 4169974.123 | 550351.9147 | 190506.432 | 529184.5334 | 317510.72 | 2518918.3788 | 0 | 0 | 677356.2027 | 381012.864 | 1947399.0828 | 486849.7707 | 0 | 0 | 0 | 0 | 0 | 0 | 0 | 0 | 0 | 0 | 0 | 0 | 0
|  |  |  | LV services (CDCM) | £ per year |  |  | 0 | 9837160.8505 | 2117929.7309 | 6971771.7522 | 1925692.9305 | 1377202.5191 | 55011.1618 | 825167.4276 | 1870379.5026 | 5418599.4413 | 715145.1039 | 247550.2283 | 687639.523 | 412583.7138 | 3273164.1295 | 0 | 0 | 880178.5895 | 495100.4566 | 2530513.4447 | 632628.3612 | 0 | 0 | 0 | 0 | 0 | 0 | 0 | 0 | 0 | 0 | 0 | 1300000 | 0
|  |  |  | LV mains (CDCM) | £ per year |  |  | 4840000 | 10162839.1495 | 2188047.9045 | 7202585.7848 | 1989446.7317 | 1422797.4809 | 56832.4131 | 852486.1965 | 1932302.0455 | 5597992.6906 | 738821.3703 | 255745.859 | 710405.1638 | 426243.0983 | 3381528.5796 | 0 | 0 | 909318.6096 | 511491.7179 | 2614291.0027 | 653572.7507 | 0 | 0 | 0 | 0 | 0 | 0 | 0 | 0 | 0 | 0 | 0 | 0 | 0
|  |  | Adjusted total expenditure allocation to LV, by cost category and network level |  |  |  | > | [34 empty] | Paragraph 29
|  |  |  | EHV and 132kV (EDCM) | £ per year |  |  | 37080000 | 13300000 | 1402791.5174 | 1282579.5048 | 5000398.7882 | 1200000 | 36436.1433 | 546542.1496 | 1238828.8725 | 3588960.116 | 473669.863 | 163962.6449 | 455451.7914 | 273271.0748 | 2167950.5269 | 0 | 0 | 582978.293 | 327925.2898 | 1676062.5923 | 419015.6481 | 0 | 0 | 0 | 0 | 0 | 0 | 0 | 0 | 0 | 0 | 0 | 0 | 0
|  |  |  | HV (CDCM) | £ per year |  |  | 17380000 | 10800000 | 1629888.3628 | 6544515.008 | 1132841.1947 | 2900000 | 42334.7627 | 635021.44 | 1439381.9308 | 4169974.123 | 550351.9147 | 190506.432 | 529184.5334 | 317510.72 | 2518918.3788 | 0 | 0 | 677356.2027 | 381012.864 | 1947399.0828 | 486849.7707 | 0 | 0 | 0 | 0 | 0 | 0 | 0 | 0 | 0 | 0 | 0 | 0 | 0
|  |  |  | LV services (CDCM) | £ per year |  |  | 0 | 9837160.8505 | 2117929.7309 | 6971771.7522 | 1925692.9305 | 1377202.5191 | 55011.1618 | 825167.4276 | 1870379.5026 | 5418599.4413 | 715145.1039 | 247550.2283 | 687639.523 | 412583.7138 | 3273164.1295 | 0 | 0 | 880178.5895 | 495100.4566 | 2530513.4447 | 632628.3612 | 0 | 0 | 0 | 0 | 0 | 0 | 0 | 0 | 0 | 0 | 0 | 1300000 | 0
|  |  |  | LV mains (CDCM) | £ per year |  |  | 4840000 | 10162839.1495 | 2188047.9045 | 7202585.7848 | 1989446.7317 | 1422797.4809 | 56832.4131 | 852486.1965 | 1932302.0455 | 5597992.6906 | 738821.3703 | 255745.859 | 710405.1638 | 426243.0983 | 3381528.5796 | 0 | 0 | 909318.6096 | 511491.7179 | 2614291.0027 | 653572.7507 | 0 | 0 | 0 | 0 | 0 | 0 | 0 | 0 | 0 | 0 | 0 | 0 | 0
Section 406-B: Direct share of positive expenditure
Adjusted total expenditure allocation to LV, by network level
|  |  |  | EHV and 132kV (EDCM) | £ per year | 71216824.8161 | > | [34 empty] | Paragraph 32
|  |  |  | HV (CDCM) | £ per year | 54273046.7211 | > | [34 empty] | Paragraph 30
|  |  |  | LV services (CDCM) | £ per year | 41573418.8669 | > | [34 empty] | Paragraph 31
|  |  |  | LV mains (CDCM) | £ per year | 46446748.5491 | > | [34 empty] | Paragraph 31
|  |  | Direct cost indicator, by cost category |  | flag |  |  | 1 | 1 | 1 | 1 | 1 | 1 | 0 | 0 | 0 | 0 | 0 | 0 | 0 | 0 | 0 | 0 | 0 | 0 | 0 | 0 | 0 | 1 | 1 | 1 | 1 | 1 | 1 | 1 | 1 | 1 | 1 | 1 | 0 | 1
Adjusted direct total expenditure allocation, by network level
|  |  |  | EHV and 132kV (EDCM) | £ per year | 59265769.8104 | > | [34 empty] | Paragraph 32
|  |  |  | HV (CDCM) | £ per year | 40387244.5655 | > | [34 empty] | Paragraph 30
|  |  |  | LV services (CDCM) | £ per year | 22229757.7831 | > | [34 empty] | Paragraph 31
|  |  |  | LV mains (CDCM) | £ per year | 27805717.0514 | > | [34 empty] | Paragraph 31
Adjusted direct total expenditure allocation greater than zero, by network level
|  |  |  | EHV and 132kV (EDCM) | TRUE/FALSE | TRUE
|  |  |  | HV (CDCM) | TRUE/FALSE | TRUE
|  |  |  | LV (CDCM) | TRUE/FALSE | TRUE
|  |  | Check allocations greater than zero |  | number of issues | 0
Direct proportions
|  |  |  | EHV and 132kV direct proportion | % | 83.22% | > | [34 empty] | Paragraph 32
|  |  |  | HV direct proportion | % | 74.41% | > | [34 empty] | Paragraph 30
|  |  |  | LV direct proportion | % | 56.85% | > | [34 empty] | Paragraph 31
Checks
|  |  | Sum of checks |  | number of issues | 0
End of sheet

## EDCM discounts
EDCM discounts
Southern Electric Power Distribution plc - Final
PCDM charging model - Release for charge setting v4 - 2022/23
0 issues identified in checks on this sheet
| Click here to return to model map |  |  |  |  | Units | Constant |  | LV demand | LV substation demand or LV generation | HV demand or LV substation generation | HV generation | Legal text reference
Description
This sheet calculates EDCM user discounts. The calculations on this sheet relate to Schedule 29 paragraph 46.
Allocation percentages
Allocation percentages are used to determine the share of end user charges reflected in end user tariffs and
the share that is discounted.
Section 407-A: Allocation percentages
Allocation (EDCM), by network level (re-ordered)
[5 empty] | 132kV | % | 12.08%
[5 empty] | 132kV/EHV | % | 3.331%
[5 empty] | EHV | % | 7.861%
[5 empty] | EHV/HV | % | 6.175%
[5 empty] | HV | % | 22.97%
[5 empty] | HV/LV | % | 7.626%
[5 empty] | LV | % | 36.1%
EDCM user discount components
EDCM user discounts have up to four main components. Values for generation are equivalent to those for demand
one network level above the end user.
Section 407-B: S
"S" is the sum of the allocation percentages for networks levels between the end user and the GSP. The network
level of the end user is included for demand but not for generation.
Network levels included in the calculation of "S", by user type and network level
[5 empty] | 132kV | flag |  |  | 1 | 1 | 1 | 1
[5 empty] | 132kV/EHV | flag |  |  | 1 | 1 | 1 | 1
[5 empty] | EHV | flag |  |  | 1 | 1 | 1 | 1
[5 empty] | EHV/HV | flag |  |  | 1 | 1 | 1 | 1
[5 empty] | HV | flag |  |  | 1 | 1 | 1
[5 empty] | HV/LV | flag |  |  | 1 | 1
[5 empty] | LV | flag |  |  | 1
|  |  |  | S |  | % |  | > | 96.15% | 60.05% | 52.43% | 29.45% | Paragraph 46
|  |  |  | S is greater than zero |  | TRUE/FALSE |  |  | TRUE | TRUE | TRUE | TRUE
|  |  |  | Check S values greater than zero |  | number of issues | 0
Section 407-C: P
"P" is the sum of the allocation percentages for networks levels between the DNO-LDNO boundary and the end
user. The network level of the end user is included for demand but not for generation.
|  |  |  | P, by user type and boundary type |  |  |  | > |  |  |  |  | Paragraph 46
[5 empty] | EDCM boundary 0000 | % |  |  | 96.15% | 60.05% | 52.43% | 29.45%
[5 empty] | EDCM boundary 132kV | % |  |  | 84.07% | 47.97% | 40.34% | 17.37%
[5 empty] | EDCM boundary 132kV/EHV | % |  |  | 80.73% | 44.64% | 37.01% | 14.04%
[5 empty] | EDCM boundary EHV | % |  |  | 72.87% | 36.78% | 29.15% | 6.175%
[5 empty] | EDCM boundary HVplus | % |  |  | 66.7% | 30.6% | 22.97% | 0%
Section 407-D: P adder
"P" is supplemented by an additional term in the case of the 132kV and EHV network levels to discount a share of the
boundary level where it is at a circuit level, rather than a transformation level.
|  |  |  | Network length split for 132kV |  | % | 100%
|  |  |  | Network length split for EHV |  | % | 100%
|  |  |  | EHV and 132kV direct proportion |  | % | 83.22%
P adder, by boundary type
[5 empty] | EDCM boundary 0000 | %
[5 empty] | EDCM boundary 132kV | % | 2.028% | > |  |  |  |  | Paragraph 46
[5 empty] | EDCM boundary 132kV/EHV | %
[5 empty] | EDCM boundary EHV | % | 1.319% | > |  |  |  |  | Paragraph 46
[5 empty] | EDCM boundary HVplus | %
Section 407-E: U
"U" is the allocation percentage for the revenue not to share.
|  |  |  | Revenue not to share allocation (EDCM) |  | % | 3.85%
|  |  |  | Network level allocations and "U" do not sum to 1 |  | number of issues | 0
EDCM user discounts
EDCM discounts are calculated using the parameters set out above and then capped.
Section 407-F: EDCM user discounts (before cap)
|  |  |  | EDCM user discount (before cap), by end user type and discount category |  |  |  | > |  |  |  |  | Paragraph 46
[5 empty] | Discount category 0000 | % |  |  | 96.15% | 93.97% | 93.16% | 88.44%
[5 empty] | Discount category 132kV | % |  |  | 86.09% | 78.24% | 75.29% | 58.24%
[5 empty] | Discount category 132kV/EHV | % |  |  | 80.73% | 69.85% | 65.77% | 42.15%
[5 empty] | Discount category EHV | % |  |  | 74.19% | 59.61% | 54.14% | 22.51%
[5 empty] | Discount category HVplus | % |  |  | 66.7% | 47.89% | 40.82% | 0%
Section 407-G: EDCM user discounts
|  |  |  | EDCM discount cap |  | % | 100%
|  |  |  | EDCM user discount, by end user type and discount category |  |  |  | > |  |  |  |  | Paragraph 46
[5 empty] | Discount category 0000 | % |  |  | 96.15% | 93.97% | 93.16% | 88.44%
[5 empty] | Discount category 132kV | % |  |  | 86.09% | 78.24% | 75.29% | 58.24%
[5 empty] | Discount category 132kV/EHV | % |  |  | 80.73% | 69.85% | 65.77% | 42.15%
[5 empty] | Discount category EHV | % |  |  | 74.19% | 59.61% | 54.14% | 22.51%
[5 empty] | Discount category HVplus | % |  |  | 66.7% | 47.89% | 40.82% | 0%
Checks
|  |  |  | Sum of all sheet checks |  | number of issues | 0
End of sheet

## CDCM discounts
CDCM discounts
Southern Electric Power Distribution plc - Final
PCDM charging model - Release for charge setting v4 - 2022/23
0 issues identified in checks on this sheet
| Click here to return to model map |  |  |  | Units | Constant |  | Legal text reference
Description
This sheet calculates CDCM user discounts. The calculations on this sheet relate to Schedule 29 paragraphs 40 and 42-44.
CDCM user discounts
CDCM user discounts are calculated using formulae set out in the DCUSA text.
Section 408-A: Allocation percentages
Allocation (CDCM), by network level
|  |  |  | LV services | % | 11.86%
|  |  |  | LV mains | % | 25.55%
|  |  |  | HV/LV | % | 7.961%
|  |  |  | HV | % | 24.14%
|  |  | Check allocation to network levels greater than zero |  | number of issues | 0
Section 408-B: Parameters for splitting allocations at circuits levels
|  |  | HV split |  | % | 88.85%
|  |  | LV mains split |  | % | 14.92%
|  |  | HV direct proportion |  | % | 74.41%
|  |  | LV direct proportion |  | % | 56.85%
Section 408-C: PCDM user discounts for CDCM
PCDM user discount for CDCM
|  |  |  | LDNO LV: LV user | % | 35.24% | > | Paragraph 40
|  |  |  | LDNO HV: LV user | % | 53.55% | > | Paragraph 42
|  |  |  | LDNO HV: LV Sub user | % | 25.78% | > | Paragraph 43
|  |  |  | LDNO HV: HV user | % | 14.97% | > | Paragraph 44
Checks
|  |  | Sum of all sheet checks |  | number of issues | 0
End of sheet

## Output to other models
Output to other models
Southern Electric Power Distribution plc - Final
PCDM charging model - Release for charge setting v4 - 2022/23
| Click here to return to model map |  |  |  |  | Units | Constant | Legal text reference
Description
This sheet presents the final outputs of the PCDM.
DCUSA text outputs
The outputs set out below are used as inputs to the DNO's CDCM and ECDM models in line with the DCUSA text.
Output 401-A: PCDM user discount for CDCM
These user discounts are used as Input 104-B on the "General inputs" sheet of the CDCM.
PCDM user discount for CDCM
[5 empty] | LDNO LV: LV user | % | 35.24%
[5 empty] | LDNO HV: LV user | % | 53.55%
[5 empty] | LDNO HV: LV Sub user | % | 25.78%
[5 empty] | LDNO HV: HV user | % | 14.97%
Output 401-B: PCDM user discount for EDCM
These user discounts are used on the "General inputs" sheet of the EDCM (LRIC) and EDCM (FCP) models.
The input reference for the EDCM (LRIC) model is Input 202-G; it is Input 302-G for the EDCM (FCP) model.
Boundary 0000 discount percentages, by tariff type
[5 empty] | LV demand | % | 96.15%
[5 empty] | LV Sub demand or LV generation | % | 93.97%
[5 empty] | HV demand or LV Sub generation | % | 93.16%
[5 empty] | HV generation | % | 88.44%
Boundary 132kV discount percentages, by tariff type
[5 empty] | LV demand | % | 86.09%
[5 empty] | LV Sub demand or LV generation | % | 78.24%
[5 empty] | HV demand or LV Sub generation | % | 75.29%
[5 empty] | HV generation | % | 58.24%
Boundary 132kV/EHV discount percentages, by tariff type
[5 empty] | LV demand | % | 80.73%
[5 empty] | LV Sub demand or LV generation | % | 69.85%
[5 empty] | HV demand or LV Sub generation | % | 65.77%
[5 empty] | HV generation | % | 42.15%
Boundary EHV discount percentages, by tariff type
[5 empty] | LV demand | % | 74.19%
[5 empty] | LV Sub demand or LV generation | % | 59.61%
[5 empty] | HV demand or LV Sub generation | % | 54.14%
[5 empty] | HV generation | % | 22.51%
Boundary HVplus discount percentages, by tariff type
[5 empty] | LV demand | % | 66.7%
[5 empty] | LV Sub demand or LV generation | % | 47.89%
[5 empty] | HV demand or LV Sub generation | % | 40.82%
[5 empty] | HV generation | % | 0%
End of sheet